## Sheet1
ID | Label | Unit | Description | Type | Group | Device | Source
2 | NIBP Systolic | - |  | Double | VitalSigns | Common | NBP
3 | NIBP Diastolic | - |  | Double | VitalSigns | Common | NBP
4 | NIBP Mean | - |  | Double | VitalSigns | Common | NBP
7 | Patient Delta Temperature | - |  | Double | VitalSigns | Common | DeltaTemp
14 | SpO2 | - |  | Double | VitalSigns | Common | SpO2
16 | NIBP Pulse Rate | - |  | Double | VitalSigns | IntelliVue MP70 | Pulse
19 | ECG Heart Rate | - |  | Double | VitalSigns | Common | ECG: HR
22 | Respiration Rate | - |  | Double | VitalSigns | Common | RR
26 | Device Inactivation Status | unitless | Possible values: "enabled" and "audio-paused". See "Multiset Alarms" on help file. | String | DeviceInfo | Common | Alarms
28 | Active Alarms | unitless | See "Multiset Alarms" on help file. | Double (Multiset) | Alarms | Common | Alarms
Consult detailed help for more information on this variable
29 | Latched Alarms | unitless | See "Multiset Alarms" on help file. | Double (Multiset) | Alarms | Common | Alarms
Consult detailed help for more information on this variable
33 | Inactive Alarms | unitless | See "Multiset Alarms" on help file. | Double (Multiset) | Alarms | Common | Alarms
Consult detailed help for more information on this variable
34 | General ST Level 1 | - | Physiological identifier: NOM_ECG_AMPL_ST_I | Double | VitalSigns | Common | ECG: ST
35 | General ST Level 2 | - | Physiological identifier: NOM_ECG_AMPL_ST_II | Double | VitalSigns | Common | ECG: ST
36 | General ST Level 3 | - | Physiological identifier: NOM_ECG_AMPL_ST_III | Double | VitalSigns | Common | ECG: ST
45 | Temperature 3 | - |  | Double | VitalSigns | IntelliVue MP70 | Available only in revF or earlier
46 | Temperature 4 | - |  | Double | VitalSigns | IntelliVue MP70 | Available only in revF or earlier
48 | O2 Saturation (SO2) | - |  | Double | VitalSigns | IntelliVue MP70 | SO2
113 | Pleth Waveform | - |  | Double | Waveforms | IntelliVue MP70 | Waves: Pleth
127 | ECG Measurement Status | - | ECG Rhythm Status | Double | OtherMeasuredData | Common | ECG Status (on IntelliVue)
Consult detailed help for more information on this variable
169 | Patient Age | - | Patient age. The Monitor device calculates the age of the patient from the birth data manually entered on the Monitor. | Double | PatientInfo | Common | Patient Demographics
170 | Patient Sex | unitless | Possible values: "unknown", "male", "female", and "unspecified". | String | PatientInfo | Common | Patient Demographics
405 | Generic O2 Saturation (1) | - |  | Double | VitalSigns | IntelliVue MP70 | SO2 1
406 | Generic O2 Saturation (2) | - |  | Double | VitalSigns | IntelliVue MP70 | SO2 2
414 | Cardiac Output | - |  | Double | VitalSigns | IntelliVue MP70 | C.O.
465 | Fetal Heart Rate (FHR) | - | This variable is associated with ChannelID identifier. | Double | VitalSigns | IntelliVue MP70 | DFHR/DFHR1/DFHR2/DFHR3
467 | Fetal Beat-to-Beat Rate (FHR) | - | This variable is associated with ChannelID identifier. | Double | VitalSigns | IntelliVue MP70 | bDFHR/bDFHR1/bDFHR2/bDFHR3
469 | TOCO | - |  | Double | VitalSigns | IntelliVue MP70 | Toco
497 | ECG Lead Name | - | Physiological identifier: NOM_ECG_AMPL_ST | Double | OtherMeasuredData | Common | Available only in revF or earlier
501 | Arterial Pressure (ART) Systolic | - |  | Double | VitalSigns | Common | IBP: ART
502 | Arterial Pressure (ART) Diastolic | - |  | Double | VitalSigns | Common | IBP: ART
503 | Arterial Pressure (ART) Mean | - |  | Double | VitalSigns | Common | IBP: ART
512 | Left Atrial Mean Pressure (LAP) | - |  | Double | VitalSigns | Common | IBP: LAP
519 | Central Venous Pressure (CVP) | - | Available on IntelliVue devices with firmware revision G or later. | Double | VitalSigns | Common | IBP: CVP
538 | Device Language | unitless | Consult detailed help for more information on this variable | String | DeviceInfo | Common | System Information
591 | ECG Lead II | - |  | Double | VitalSigns | IntelliVue MP70 | Available only in revF or earlier
592 | Airway N2O Concentration | - | Measurement from VueLink | Double | VitalSigns | IntelliVue MP70 | N2O
593 | Inspired Desflurane | - |  | Double | VitalSigns | IntelliVue MP70 | DES
595 | Inspired Sevoflurane | - |  | Double | VitalSigns | IntelliVue MP70 | SEV
597 | Fresh Gas Agent Value | - |  | Double | VitalSigns | IntelliVue MP70 | fgAGT
598 | Fresh Gas Halothane | - |  | Double | VitalSigns | IntelliVue MP70 | fgHAL
599 | Fresh Gas Enflurane | - |  | Double | VitalSigns | IntelliVue MP70 | fgENF
600 | Fresh Gas Isoflurane | - |  | Double | VitalSigns | IntelliVue MP70 | fgISO
601 | Inspired Halothane | - |  | Double | VitalSigns | IntelliVue MP70 | HAL
603 | Inspired Enflurane | - |  | Double | VitalSigns | IntelliVue MP70 | ENF
605 | Inspired Isoflurane | - |  | Double | VitalSigns | IntelliVue MP70 | ISO
608 | End Tidal CO2 | - |  | Double | VitalSigns | Common | CO2
616 | Airway Pressure | - | Measured in the inspiratory path. | Double | VitalSigns | IntelliVue MP70 | AWPin
618 | Airway N2O Wave | - |  | Double | Waveforms | IntelliVue MP70 | Waves: N2O
620 | Halothane Concentration Wave | - |  | Double | Waveforms | IntelliVue MP70 | Waves: HAL
621 | Enflurane Concentration Wave | - |  | Double | Waveforms | IntelliVue MP70 | Waves: ENF
622 | Isoflurane Concentration Wave | - |  | Double | Waveforms | IntelliVue MP70 | Waves: ISO
623 | Desflurane Concentration Wave | - |  | Double | Waveforms | IntelliVue MP70 | Waves: DES
624 | Sevoflurane Concentration Wave | - |  | Double | Waveforms | IntelliVue MP70 | Waves: SEV
625 | Apnea Duration | - | This is the device's measurement with label="NLS_NOM_TIME_PD_APNEA" and physio_id="NOM_TIME_PD_APNEA". | Double | VitalSigns | IntelliVue MP70 | ApneaD
626 | End Tidal CO2 | - |  | Double | VitalSigns | IntelliVue MP70 | CRT
630 | Cardiac Beat-to-Beat Rate | - | Cardiac Beat-to-Beat Rate (NOM_ECG_CARD_BEAT_RATE_BTB). | Double | VitalSigns | Common | ECG: btbHR
633 | Airway Delta O2 Concentration | - |  | Double | VitalSigns | IntelliVue MP70 | VENT: DeltaO2
649 | Cardiac Output Index | - |  | Double | VitalSigns | IntelliVue MP70 | C.I.
650 | Stroke Volume | - |  | Double | VitalSigns | IntelliVue MP70 | SV
651 | Stroke Volume Index | - |  | Double | VitalSigns | IntelliVue MP70 | SI
654 | Systemic Vascular Resistance | - |  | Double | VitalSigns | IntelliVue MP70 | SVR
669 | Normalized Ionized Calcium Concentration (Ca) | - |  | Double | VitalSigns | IntelliVue MP70 | iCa-N
678 | Potassium Ion Concentration (K+) | - |  | Double | VitalSigns | IntelliVue MP70 | Available only in revF or earlier
696 | QT Interval (QT) | - |  | Double | VitalSigns | IntelliVue MP70 | ECG: QT
764 | Device Specification ID | unitless | Variables 764, 765 and 4201 must be interpreted conjointly. | String (Multiset) | DeviceInfo | Common | System Information
Consult detailed help for more information on this variable
765 | Device Specification Type | unitless | Variables 764, 765 and 4201 must be interpreted conjointly. | String (Multiset) | DeviceInfo | Common | System Information
Consult detailed help for more information on this variable
794 | Pleth Wave (2) | - |  | Double | Waveforms | IntelliVue MP70 | Waves: PLETH2
854 | Total Number of Used Disposable | - |  | Double | DeviceInfo | IntelliVue MP70 | nFilt
946 | Cumulated Syringe Infused Volume | - |  | Double | OtherMeasuredData | IntelliVue MP70 | SyrC
966 | Current Therapy Time | - |  | Double | OtherMeasuredData | IntelliVue MP70 | FiltTi
1043 | Manually Entered Hematocrit | - |  | Double | Settings | IntelliVue MP70 | scHCTi
1055 | Infusion Drug Name | - |  | Double | PatientInfo | IntelliVue MP70 | sDrug
1072 | Infusion Time Remaining | - |  | Double | VitalSigns | IntelliVue MP70 | InfTim
1095 | Infusion Dose Rate Setting | - |  | Double | Settings | IntelliVue MP70 | sDosRt
1096 | Volume To Be Infused Original Setting | - |  | Double | Settings | IntelliVue MP70 | sVtot
1110 | KVO Rate Setting | - |  | Double | Settings | IntelliVue MP70 | sKVO
1186 | Inspired Minute Volume | - |  | Double | VitalSigns | IntelliVue MP70 | MINVOL
1190 | I:E Ratio | - | This variable contains expiratory component of I:E Ratio assuming that the inspiratory component is "1". | Double | VitalSigns | IntelliVue MP70 | I:E 1:
1208 | SpO2 | - |  | Double | VitalSigns | IntelliVue MP70 | Available only in revF or earlier
1220 | Patient Birth Date | unitless | Format: 14 ascii digits string of "YYYYMMDDhhmmss" | String | PatientInfo | Common | Patient Demographics
1234 | SpO2 (Pre-Ductal) | - |  | Double | VitalSigns | IntelliVue MP70 | SpO2pr
1236 | SpO2 (Post-Ductal) | - |  | Double | VitalSigns | IntelliVue MP70 | SpO2po
1244 | ECG Lead III | - |  | Double | VitalSigns | IntelliVue MP70 | Available only in revF or earlier
1246 | Hematocrit | - |  | Double | VitalSigns | IntelliVue MP70 | Hct
1250 | Pulmonary Vascular Resistance | - |  | Double | VitalSigns | IntelliVue MP70 | PVR
1251 | Body Surface Area | - |  | Double | PatientInfo | IntelliVue MP70 | BSA
1255 | ECG Lead MCL1 | - | Physiological identifier: NOM_ECG_AMPL_ST_MCL | Double | VitalSigns | Common | ECG: ST
1257 | ECG Lead V1 | - | Physiological identifier: NOM_ECG_AMPL_ST_V1 | Double | VitalSigns | Common | ECG: ST
1258 | ECG Lead V6 | - | Physiological identifier: NOM_ECG_AMPL_ST_V6 | Double | VitalSigns | Common | ECG: ST
1259 | ECG Lead aVL | - | Physiological identifier: NOM_ECG_AMPL_ST_AVL | Double | VitalSigns | Common | ECG: ST
1260 | ECG Lead aVF | - | Physiological identifier: NOM_ECG_AMPL_ST_AVF | Double | VitalSigns | Common | ECG: ST
1261 | ECG Lead aVR | - | Physiological identifier: NOM_ECG_AMPL_ST_AVR | Double | VitalSigns | Common | ECG: ST
1262 | ECG Lead V2 | - | Physiological identifier: NOM_ECG_AMPL_ST_V2 | Double | VitalSigns | Common | ECG: ST
1263 | ECG Lead V3 | - | Physiological identifier: NOM_ECG_AMPL_ST_V3 | Double | VitalSigns | Common | ECG: ST
1264 | ECG Lead V4 | - | Physiological identifier: NOM_ECG_AMPL_ST_V4 | Double | VitalSigns | Common | ECG: ST
1265 | ECG Lead V5 | - | Physiological identifier: NOM_ECG_AMPL_ST_V5 | Double | VitalSigns | Common | ECG: ST
1283 | Patient Temperature | - | This variable is associated with a SourceID Identifier. | Double | VitalSigns | IntelliVue MP70 | Infrared Temp
1286 | Micro Environment Air Temperature | - |  | Double | OtherMeasuredData | IntelliVue MP70 | INCUBATOR: Air T
1306 | Tidal Volume | - |  | Double | VitalSigns | IntelliVue MP70 | TV
1319 | Static Resistance | - |  | Double | VitalSigns | IntelliVue MP70 | Rstat
1321 | Tidal Volume Setting | - |  | Double | Settings | IntelliVue MP70 | sTV
1323 | Pressure Sensitivity Setting | - |  | Double | Settings | IntelliVue MP70 | sSenPr
1324 | Sigh Interval Setting | - |  | Double | Settings | IntelliVue MP70 | sTsigh
1325 | Sigh Volume Setting | - |  | Double | Settings | IntelliVue MP70 | sVsigh
1332 | Pressure Support Level Above PEEP Setting | - |  | Double | Settings | IntelliVue MP70 | sdPEEP
1333 | Spontaneous Minute Volume | - |  | Double | VitalSigns | IntelliVue MP70 | VENT: SpMV
1340 | Negative Inspiratory Pressure | - |  | Double | VitalSigns | IntelliVue MP70 | NgInsP
1342 | Peak Spontaneous Flow | - |  | Double | VitalSigns | IntelliVue MP70 | SpPkFl
1343 | Flow-by Base Flow Setting | - |  | Double | Settings | IntelliVue MP70 | VENT: sBasFl
1344 | Flow Sensitivity Setting | - |  | Double | Settings | IntelliVue MP70 | VENT: sSenFl
1348 | Expiratory Time | - |  | Double | VitalSigns | IntelliVue MP70 | ExpTi
1381 | Inspiratory Flow Setting | - |  | Double | Settings | IntelliVue MP70 | sInsFl
1382 | Expiratory Flow Setting | - |  | Double | Settings | IntelliVue MP70 | sExpFl
1383 | Inspiratory Flow Trigger Setting | - | Delivered by the Evita 2 VueLink Driver. | Double | Settings | IntelliVue MP70 | VENT: sTrgFl
1387 | APRV Low Pressure Setting | - |  | Double | Settings | IntelliVue MP70 | sPSVl
1389 | APRV High Pressure Setting | - |  | Double | Settings | IntelliVue MP70 | sPSVh
1391 | Apnea Time Setting | - |  | Double | Settings | IntelliVue MP70 | sAlnTi
1398 | Minute Volume Setting | - |  | Double | Settings | IntelliVue MP70 | sMV
1418 | Positive End Expiratory Pressure (PEEP) | - |  | Double | VitalSigns | IntelliVue MP70 | VENT: PEEP
1419 | Ventilator Work of Breathing | - |  | Double | VitalSigns | IntelliVue MP70 | WOBv
1422 | Rapid Shallow Breathing Index | - |  | Double | VitalSigns | IntelliVue MP70 | RSBI
1424 | Patient Work of Breathing | - |  | Double | VitalSigns | IntelliVue MP70 | WOBp
1435 | Systemic Vascular Resistance Index | - |  | Double | VitalSigns | IntelliVue MP70 | SVRI
1436 | Pulmonary Vascular Resistance Index | - |  | Double | VitalSigns | IntelliVue MP70 | PVRI
1442 | Continuous Cardiac Output | - |  | Double | VitalSigns | IntelliVue MP70 | CCO
1443 | Continuous Cardiac Output Index | - |  | Double | VitalSigns | IntelliVue MP70 | CCI
1451 | Pump Infusion Status | - |  | Double | DeviceInfo | IntelliVue MP70 | PuStat
1463 | Hemoglobin (Hb) | - | This variable is associated with SourceID identifier. | Double | VitalSigns | IntelliVue MP70 | sHb
1464 | Pleth Wave (Pre-Ductal) | - |  | Double | Waveforms | IntelliVue MP70 | Waves: PLTHpr
1465 | Pleth Wave (Post-Ductal) | - |  | Double | Waveforms | IntelliVue MP70 | Waves: PLTHpo
1466 | Arterial Venous O2 Content Difference | - |  | Double | VitalSigns | IntelliVue MP70 | Ca-vO2
1467 | O2 Delivery (DO2) | - |  | Double | VitalSigns | IntelliVue MP70 | DO2
1469 | O2 Extraction Ratio (O2ER) | - |  | Double | VitalSigns | IntelliVue MP70 | O2ER
1471 | O2 Delivery Index (DO2I) | - |  | Double | VitalSigns | IntelliVue MP70 | DO2I
1472 | O2 Consumption Index (VO2I) | - |  | Double | VitalSigns | IntelliVue MP70 | VO2I
1473 | Oxygenation Ratio (PaO2/FiO2) | - | PaO2 to FIO2 ratio expressed in mmHg to % ratio. | Double | VitalSigns | IntelliVue MP70 | PaFIO2
1475 | Physiologic Dead Space | - |  | Double | VitalSigns | IntelliVue MP70 | VENT: Vd
1477 | Alveolar Ventilation Volume (VA) | - |  | Double | VitalSigns | IntelliVue MP70 | VENT: ALVENT
1478 | Urea Nitrogen Concentration (BUN) | - |  | Double | VitalSigns | IntelliVue MP70 | BUN
1479 | Creatinine Concentration (Crea) | - | Measured by the i-Stat module. | Double | VitalSigns | IntelliVue MP70 | Crea
1480 | Plasma Osmolarity (Osm) | - |  | Double | VitalSigns | IntelliVue MP70 | PlOsm
1482 | Urine Creatinine | - |  | Double | VitalSigns | IntelliVue MP70 | UrCrea
1484 | Urine Potassium (K+) | - |  | Double | VitalSigns | IntelliVue MP70 | UrK
1486 | Urine Osmolarity | - |  | Double | VitalSigns | IntelliVue MP70 | UrOsm
1487 | Blood Urea Nitrogen Creatinine Ratio (BUN/cr) | - |  | Double | VitalSigns | IntelliVue MP70 | BUN/cr
1488 | Osmolar Clearance (COSM) | - |  | Double | VitalSigns | IntelliVue MP70 | COsm
1489 | Creatinine Clearance (CreaCl) | - |  | Double | VitalSigns | IntelliVue MP70 | CreaCl
1490 | Fractional Excretion of Sodium (FeNa) | - |  | Double | VitalSigns | IntelliVue MP70 | FeNa
1493 | Urine Serum Creatinine Ratio | - |  | Double | VitalSigns | IntelliVue MP70 | U/SCr
1495 | Urine Potassium Excretion | - |  | Double | VitalSigns | IntelliVue MP70 | UrKEx
1496 | Urine Sodium Excretion | - |  | Double | VitalSigns | IntelliVue MP70 | UrNaEx
1497 | Free Water Clearance (CH2O) | - |  | Double | VitalSigns | IntelliVue MP70 | CH2O
1520 | Inspired N2O | - |  | Double | VitalSigns | IntelliVue MP70 | N2O
1523 | Premature Ventricular Contractions | - |  | Double | VitalSigns | Common | ECG: PVC
1533 | LAP Systolic | - |  | Double | VitalSigns | Common | IBP: LAP
1534 | LAP Diastolic | - |  | Double | VitalSigns | Common | IBP: LAP
1540 | TcGas Heating Power | - |  | Double | DeviceInfo | IntelliVue MP70 | TCUT: HeatPw
1556 | Abdominal Fetal Heart Rate (FHR) | - |  | Double | VitalSigns | IntelliVue MP70 | aFHR
1557 | Abdominal Fetal Beat-to-Beat Rate (FHR) | - |  | Double | VitalSigns | IntelliVue MP70 | baFHR
1558 | Patient Activity Level (Movement) | - |  | Double | VitalSigns | IntelliVue MP70 | mAct
1559 | Patient Activity Level (Wearable) | - |  | Double | VitalSigns | IntelliVue MP70 | wAct
1569 | Minimum Airway Pressure | - |  | Double | VitalSigns | IntelliVue MP70 | AWPmin
1570 | P0.1 Occlusion Pressure | - |  | Double | VitalSigns | IntelliVue MP70 | VENT: Poccl
1573 | Patient CO2 Production | - | Volume of CO2 produced by respiration. | Double | VitalSigns | IntelliVue MP70 | VCO2
1574 | Relative Dead Space | - | Relative Dead Space Volume. | Double | VitalSigns | IntelliVue MP70 | VENT: relVd
1590 | Procalcitonin (PCT) | - |  | Double | VitalSigns | IntelliVue MP70 | PCT
1607 | Fetal Heart Rate (USound) | - | This variable is associated with ChannelID identifier. | Double | VitalSigns | IntelliVue MP70 | FHR/FHR1/FHR2/FHR3
1609 | Fetal Beat-to-Beat Rate (USound) | - | This variable is associated with ChannelID identifier. | Double | VitalSigns | IntelliVue MP70 | btbFHR/bFHR1/bFHR2/bFHR3
1630 | HFV Mean Pressure Setting | - |  | Double | Settings | IntelliVue MP70 | sHFMAP
1631 | HFV Tidal Volume Setting | - |  | Double | Settings | IntelliVue MP70 | sHFVTV
1645 | PAV-based Resistance Setting | - |  | Double | Settings | IntelliVue MP70 | sRppv
1646 | PAV-based Elastance Setting | - |  | Double | Settings | IntelliVue MP70 | sEppv
1703 | Abdominal TOCO | - |  | Double | VitalSigns | IntelliVue MP70 | aToco
1704 | Chest Movement Respiration Rate | - |  | Double | VitalSigns | IntelliVue MP70 | cmRR
1705 | Patient Movement Respiration Rate | - |  | Double | VitalSigns | IntelliVue MP70 | mRR
1706 | Patient Movement Pulse Rate | - |  | Double | VitalSigns | IntelliVue MP70 | mPulse
1707 | Respiration Signal Quality Index (Movement) | - |  | Double | OtherMeasuredData | IntelliVue MP70 | mSQI
1710 | Cardiac Power Index (CCO) | - |  | Double | VitalSigns | IntelliVue MP70 | CPI
1711 | Cardiac Power Output (CCO) | - |  | Double | VitalSigns | IntelliVue MP70 | CPO
1715 | Central Venous Pressure (Thermodilution) | - |  | Double | VitalSigns | IntelliVue MP70 | iCVP
1716 | Mean Arterial Pressure (Thermodilution) | - |  | Double | VitalSigns | IntelliVue MP70 | iARTm
1718 | Average Blood Temperature (Thermodilution) | - |  | Double | VitalSigns | IntelliVue MP70 | iAvgBT
1723 | O2 Delivery DO2 (Thermodilution) | - |  | Double | VitalSigns | IntelliVue MP70 | iDO2
1724 | O2 Consumption (Thermodilution) | - |  | Double | VitalSigns | IntelliVue MP70 | iVO2
1725 | O2 Consumption Index (Thermodilution) | - |  | Double | VitalSigns | IntelliVue MP70 | iVO2I
1733 | Global End-Diastolic Volume (Thermodilution) | - |  | Double | VitalSigns | IntelliVue MP70 | iGEDV
1734 | Global End-Diastolic Volum Index (Thermodilution) | - |  | Double | VitalSigns | IntelliVue MP70 | iGEDVI
1735 | Pulmonary Vascular Permeability Index (Thermodilution) | - |  | Double | VitalSigns | IntelliVue MP70 | iPVPI
1737 | Stroke Volume (Thermodilution) | - |  | Double | VitalSigns | IntelliVue MP70 | iSV
1738 | Stroke Volume Index (Thermodilution) | - |  | Double | VitalSigns | IntelliVue MP70 | iSI
1739 | O2 Consumption Estimate | - |  | Double | VitalSigns | IntelliVue MP70 | iVO2e
1745 | EEG1 Wave | - |  | Double | Waveforms | IntelliVue MP70 | Waves: EEG1
1746 | EEG2 Wave | - |  | Double | Waveforms | IntelliVue MP70 | Waves: EEG2
1747 | EEG3 Wave | - |  | Double | Waveforms | IntelliVue MP70 | Waves: EEG3
1748 | EEG4 Wave | - |  | Double | Waveforms | IntelliVue MP70 | Waves: EEG4
1751 | Spectral Edge Frequency | - |  | Double | VitalSigns | IntelliVue MP70 | EEG: SEF
1757 | Burst Suppression Ratio | - | This variable is associated with ChannelID identifier. | Double | VitalSigns | IntelliVue MP70 | BSR1/BSR2/BSR3/BSR4
1759 | Patient Energy Expenditure | - |  | Double | VitalSigns | IntelliVue MP70 | EE
1760 | Patient Respiratory Quotient | - |  | Double | VitalSigns | IntelliVue MP70 | RQ
1782 | Spectral Edge Frequency (CH3) | - |  | Double | VitalSigns | IntelliVue MP70 | EEG: Frequ3
1784 | Relative Power In Delta Band (CH3) | - |  | Double | VitalSigns | IntelliVue MP70 | Delta3
1785 | Relative Power In Theta Band (CH3) | - |  | Double | VitalSigns | IntelliVue MP70 | Theta3
1786 | Relative Power In Alpha Band (CH3) | - |  | Double | VitalSigns | IntelliVue MP70 | Alpha3
1787 | Relative Power In Beta Band (CH3) | - |  | Double | VitalSigns | IntelliVue MP70 | Beta3
1790 | Spectral Edge Frequency (CH4) | - |  | Double | VitalSigns | IntelliVue MP70 | SEF4
1792 | Relative Power In Delta Band (CH4) | - |  | Double | VitalSigns | IntelliVue MP70 | Delta4
1793 | Relative Power In Theta Band (CH4) | - |  | Double | VitalSigns | IntelliVue MP70 | Theta4
1794 | Relative Power In Alpha (CH4) | - |  | Double | VitalSigns | IntelliVue MP70 | Alpha4
1795 | Relative Power In Beta Band (CH4) | - |  | Double | VitalSigns | IntelliVue MP70 | Beta4
1911 | Device Unique ID | unitless |  | String | DeviceInfo | Common | System Information
1914 | Patient Bed ID | unitless | This variable contains a printable string identifying the system location. | String | PatientInfo | Common | System Information
1929 | Patient ID | unitless |  | String | PatientInfo | Common | Patient Demographics
1930 | Patient Name | unitless |  | String | PatientInfo | Common | Patient Demographics
1942 | Patient Comment Text | unitless |  | String (Multiset) | PatientInfo | Common | Patient Demographics
1955 | Patient Stress Index | - |  | Double | PatientInfo | IntelliVue MP70 | StrssI
1982 | Generic Patient Temperature | - |  | Double | VitalSigns | IntelliVue MP70 | Tbody
2049 | Breath Cycle Type | - |  | Double | DeviceInfo | IntelliVue MP70 | sCycTy
2077 | Airway Gas Flow Rate | - | Measured in the inspiratory path. | Double | VitalSigns | IntelliVue MP70 | VENT: AWFin
2092 | Inspired Minute Volume | - |  | Double | VitalSigns | IntelliVue MP70 | Available only in revF or earlier
2104 | Positive End Expiratory Pressure (PEEP) Setting | - |  | Double | Settings | IntelliVue MP70 | sEPAP
2163 | Spectral Edge Frequency - 1st EEG | - |  | Double | VitalSigns | IntelliVue MP70 | EEG: Frequ1
2167 | Bispectral Index | - | This variable is associated with ChannelID identifier. | Double | VitalSigns | IntelliVue MP70 | BIS L/BIS R
2168 | Total Power (Ch1) | - |  | Double | VitalSigns | IntelliVue MP70 | EEG: TP1
2169 | Spike Rate | - | This variable is associated with ChannelID identifier. | Double | VitalSigns | IntelliVue MP70 | BurstL/BurstR
2173 | Spectral Edge Frequency - 2nd EEG | - |  | Double | VitalSigns | IntelliVue MP70 | EEG: Frequ2
2178 | Total Power (Ch2) | - |  | Double | VitalSigns | IntelliVue MP70 | EEG: TP2
2182 | Narcotrend Index | - |  | Double | VitalSigns | IntelliVue MP70 | NI
2183 | Sharp Transient Intensity | - |  | Double | VitalSigns | IntelliVue MP70 | STI
2188 | Total Power Relative | - |  | Double | VitalSigns | IntelliVue MP70 | TPrel
2200 | Device Hardware Revision | unitless | This variable is obsolete because it may contains incorrect information. Please use variables 764, 765 and 4201 must be used instead. | String | DeviceInfo | Common | Obsolete Variables
2201 | Serial Number | unitless | This variable is obsolete because it may contains incorrect information. Please use variables 764, 765 and 4201 must be used instead. | String | DeviceInfo | Common | Obsolete Variables
2246 | O2 Flush Percentage Setting | - |  | Double | Settings | IntelliVue MP70 | sO2max
2250 | CO2 Tidal Production | - |  | Double | VitalSigns | IntelliVue MP70 | VCO2ti
2254 | Inspiratory Resistance | - |  | Double | VitalSigns | IntelliVue MP70 | Rinsp
2255 | Device Date/Time | unitless | Format: 16 ascii digits string of "YYYYMMDDhhmmssff", where the "ff" is second_fractions that is not used by IntelliVue monitors. | String | DeviceInfo | Common | System Information
2259 | Arterial BP Systolic | - |  | Double | VitalSigns | Common | IBP: ABP
2260 | Arterial BP Diastolic | - |  | Double | VitalSigns | Common | IBP: ABP
2261 | Arterial BP Mean | - |  | Double | VitalSigns | Common | IBP: ABP
2262 | Pulmonary Artery BP - Systolic | - |  | Double | VitalSigns | Common | IBP: PAP
2263 | Pulmonary Artery BP - Diastolic | - |  | Double | VitalSigns | Common | IBP: PAP
2264 | Pulmonary Artery BP Mean | - |  | Double | VitalSigns | Common | IBP: PAP
2271 | Right Atrial Pressure (RAP) | - | Available on IntelliVue devices with firmware revision G or later. | Double | VitalSigns | Common | IBP: RAP
2272 | Left Atrial Pressure (LAP) | - | Available on IntelliVue devices with firmware revision G or later. | Double | VitalSigns | Common | IBP: LAP
2273 | Intra Cranial Pressure (ICP) | - | Available on IntelliVue devices with firmware revision G or later. | Double | VitalSigns | Common | IBP: ICP
2317 | Pulmonary Artery Wedge Pressure | - |  | Double | VitalSigns | IntelliVue MP70 | IBP: PAWP
2321 | Generic NIBP Systolic Pressure | - | This variable is same as variable 2, except that the early estimated values are marked as NonSignificant in this variable. | Double | VitalSigns | Common | NBP
2322 | Generic NIBP Diastolic Pressure | - | This variable is same as variable 3, except that the early estimated values are marked as NonSignificant in this variable. | Double | VitalSigns | Common | NBP
2323 | Generic NIBP Mean Pressure | - | This variable is same as variable 4, except that the early estimated values are marked as NonSignificant in this variable. | Double | VitalSigns | Common | NBP
2324 | Inspired Tidal Volume | - |  | Double | VitalSigns | IntelliVue MP70 | TVin
2325 | Expired Tidal Volume | - |  | Double | VitalSigns | IntelliVue MP70 | TVexp
2326 | Expired Minute Volume | - |  | Double | VitalSigns | IntelliVue MP70 | MINVOL
2341 | Patient Blood Temperature | - |  | Double | VitalSigns | IntelliVue MP70 | Tblood
2342 | Injectate Temperature | - |  | Double | OtherMeasuredData | IntelliVue MP70 | Tinj
2343 | Inspired O2 | - |  | Double | VitalSigns | IntelliVue MP70 | VENT: FIO2
2350 | Inspired O2 Pressure | - | This variable is marked as obsolete because the label is incorrect. Please see variable 52523 for concentration and 52527 for partial pressure. | Double | VitalSigns | IntelliVue MP70 | O2
2351 | End Tidal O2 | - |  | Double | VitalSigns | IntelliVue MP70 | O2
2352 | CO2 (Gas Analyzer) | - |  | Double | VitalSigns | IntelliVue MP70 | CO2
2357 | End Tidal N2O | - |  | Double | VitalSigns | IntelliVue MP70 | N2O
2360 | End Tidal Agent Concentration | - |  | Double | VitalSigns | IntelliVue MP70 | AGT
2362 | End Tidal Desflurane | - |  | Double | VitalSigns | IntelliVue MP70 | DES
2364 | End Tidal Sevoflurane | - |  | Double | VitalSigns | IntelliVue MP70 | SEV
2366 | End Tidal Halothane | - |  | Double | VitalSigns | IntelliVue MP70 | HAL
2368 | End Tidal Enflurane | - |  | Double | VitalSigns | IntelliVue MP70 | ENF
2370 | End Tidal Isoflurane | - |  | Double | VitalSigns | IntelliVue MP70 | ISO
2378 | Fresh Gas N2O Flow | - | Mixer parameter. Setting of fresh gas N2O flow. | Double | DeviceInfo | IntelliVue MP70 | sfgN2O
2379 | Fresh Gas Air Flow | - |  | Double | DeviceInfo | IntelliVue MP70 | fgAir
2391 | Transcutaneous O2 Pressure | - |  | Double | VitalSigns | IntelliVue MP70 | TCUT: tcpO2
2392 | Transcutaneous CO2 Pressure | - |  | Double | VitalSigns | IntelliVue MP70 | TCUT: tcpCO2
2399 | Arterial O2 Saturation (SaO2) | - |  | Double | VitalSigns | IntelliVue MP70 | Available only in revF or earlier
2408 | EEG Total Power | - |  | Double | VitalSigns | IntelliVue MP70 | EEG: TP
2409 | Bispectral Index (BIS) | - |  | Double | VitalSigns | IntelliVue MP70 | EEG: BIS
2411 | EEG Burst Suppression Ratio | - |  | Double | VitalSigns | IntelliVue MP70 | EEG: BSI
2420 | Spontaneous Alveolar Minute Volume | - |  | Double | VitalSigns | IntelliVue MP70 | SpMVal
2421 | Airway Dead Space | - |  | Double | VitalSigns | IntelliVue MP70 | awVd
2432 | Expired Spontaneous Tidal Volume | - |  | Double | VitalSigns | IntelliVue MP70 | SpTVex
2434 | Spontaneous Expired Minute Volume | - |  | Double | VitalSigns | IntelliVue MP70 | %SpMV
2440 | Total Alveolar Tidal Volume | - |  | Double | VitalSigns | IntelliVue MP70 | TValv
2447 | Respiration Waveform | - |  | Double | Waveforms | IntelliVue MP70 | Waves: cmResp
2456 | EEG Signal Quality Index | - |  | Double | VitalSigns | IntelliVue MP70 | EEG: SQI
2517 | Wearable Respiration Rate | - |  | Double | VitalSigns | IntelliVue MP70 | wRR
2518 | Wearable Pulse Rate | - |  | Double | VitalSigns | IntelliVue MP70 | wPulse
2519 | Wearable Patient Temperature | - |  | Double | VitalSigns | IntelliVue MP70 | wTemp
2520 | Respiration Signal Quality Index (Wearable) | - |  | Double | OtherMeasuredData | IntelliVue MP70 | wSQI
2521 | Pulse Rate Signal Quality Index (Wearable) | - |  | Double | OtherMeasuredData | IntelliVue MP70 | wSQI
2542 | Airway Pressure Wave | - |  | Double | Waveforms | IntelliVue MP70 | Waves: AWP
2543 | Citrate Blood Concentration Setting | - |  | Double | Settings | IntelliVue MP70 | sCitDo
2547 | Neutrophil Count | - |  | Double | VitalSigns | IntelliVue MP70 | Bands
2580 | Fresh Gas Total Flow Setting | - | Mixer parameter. | Double | Settings | IntelliVue MP70 | sfgFl
2583 | I:E Ratio Setting | unitless | This variable is associated with ChannelID identifier. This variable is calculated from variable 2773, which is sent as a string in the format "1:xx.xx". | String | Settings | IntelliVue MP70 | Calculated Variables
2598 | Patient Admission Status | unitless | Possible values: "empty", "pre-admitted", "admitted", and "discharged". | String | PatientInfo | Common | Patient Demographics
2602 | ECG Lead V | - | Physiological identifier: NOM_ECG_AMPL_ST_V | Double | VitalSigns | Common | ECG: ST
2738 | Plateau Pressure | - | This variable contains parameter from Philips label "NLS_NOM_VENT_PRESS_RESP_PLAT" and observed value "NLS_NOM_VENT_PRESS_RESP_PLAT". | Double | VitalSigns | IntelliVue MP70 | VENT: PEinsp
2773 | I:E Ratio Setting | - |  | Double | Settings | IntelliVue MP70 | sIE 1:
2776 | Total PEEP | - |  | Double | VitalSigns | IntelliVue MP70 | VENT: tPEEP
2787 | APRV Low Time (Tlow) | - |  | Double | VitalSigns | IntelliVue MP70 | Tlow
2821 | System General Status | unitless | This variable identifies the current operating mode of the device. Possible values: "not specified", "monitoring", "demo", and "service". Moreover, "- standby" or "- config" can be appended | String | DeviceInfo | Common | System Information
2845 | Frequency | Hz | This variable describes the frequency of the main power supply. Possible values: "unspecified", "50", and "60". | String | DeviceInfo | Common | System Information
2855 | Device Status | unitless | Possible values: "disconnected", "unassociated", "operating". | String | DeviceInfo | Common | System Information
2879 | Device Software Revision | unitless | This variable is obsolete because it may contains incorrect information. Please use variables 764, 765 and 4201 must be used instead. | String | DeviceInfo | Common | Obsolete Variables
2880 | Maximum Apnea Time Setting | - |  | Double | DeviceInfo | IntelliVue MP70 | sTAmax
2889 | Inspired Agent Concentration | - |  | Double | VitalSigns | IntelliVue MP70 | inAGT
2898 | Patient Weight | - |  | Double | PatientInfo | IntelliVue MP70 | Weight
2901 | Patient First Name | unitless |  | String | PatientInfo | Common | Patient Demographics
2907 | Patient Temperature | - |  | Double | VitalSigns | Common | Temp
2915 | Ejection Fraction | - |  | Double | VitalSigns | IntelliVue MP70 | REF
2916 | End Diastolic Volume | - |  | Double | VitalSigns | IntelliVue MP70 | EDV
2917 | End Diastolic Volume Index | - |  | Double | VitalSigns | IntelliVue MP70 | EDVI
2918 | End Systolic Volume | - |  | Double | VitalSigns | IntelliVue MP70 | ESV
2919 | End Systolic Volume Index | - |  | Double | VitalSigns | IntelliVue MP70 | ESVI
2922 | EEG Electromyography (EMG) | - | This variable is associated with ChannelID identifier. | Double | VitalSigns | IntelliVue MP70 | EMG L/EMG R
2923 | Generic EEG Wave | - |  | Double | Waveforms | IntelliVue MP70 | Waves: EEG
2924 | ECG Pad Wave | - |  | Double | Waveforms | IntelliVue MP70 | Waves: Pads
2925 | ECG Paddle Wave | - |  | Double | Waveforms | IntelliVue MP70 | Waves: Paddle
2930 | Unspecific Pressure Pulse Rate | - |  | Double | VitalSigns | IntelliVue MP70 | Pulse
2932 | Patient Temperature 1 | - |  | Double | VitalSigns | IntelliVue MP70 | Available only in revF or earlier
2933 | Patient Temperature 2 | - |  | Double | VitalSigns | IntelliVue MP70 | Available only in revF or earlier
2954 | APRV High Pressure (Phigh) | - |  | Double | VitalSigns | IntelliVue MP70 | Phigh
2959 | APRV Low Pressure (Plow) | - |  | Double | VitalSigns | IntelliVue MP70 | Plow
2964 | I:E Ratio | unitless | This variable is associated with ChannelID identifier This variable is calculated from variable 1190 and sent as a string in the format "1:xx.xx". | String | VitalSigns | IntelliVue MP70 | Calculated Variables
2968 | Plateau Airway Pressure | - |  | Double | VitalSigns | IntelliVue MP70 | Pplat
2984 | Plateau Pressure Setting | - |  | Double | Settings | IntelliVue MP70 | sPplat
2991 | FiO2 Upper Alarm Limit | - |  | Double | Settings | IntelliVue MP70 | AlarmLimit: highO2
2992 | FiO2 Lower Alarm Limit | - |  | Double | Settings | IntelliVue MP70 | AlarmLimit: lowO2
2995 | Device Altitude | m |  | Double | DeviceInfo | Common | System Information
3003 | Blood Flow Rate Setting | - |  | Double | Settings | IntelliVue MP70 | sBFl
3005 | Dialysate Flow Rate Setting | - |  | Double | Settings | IntelliVue MP70 | sDialF
3007 | Effluent Flow Rate Setting | - |  | Double | Settings | IntelliVue MP70 | sEfflF
3024 | Access Pod Pressure | - |  | Double | OtherMeasuredData | IntelliVue MP70 | AccP
3025 | Return Pod Pressure | - |  | Double | OtherMeasuredData | IntelliVue MP70 | RetP
3026 | Filter Pod Pressure | - |  | Double | OtherMeasuredData | IntelliVue MP70 | FiltP
3027 | Effluent Pod Pressure | - |  | Double | OtherMeasuredData | IntelliVue MP70 | EfflP
3029 | Transmembrane Pressure | - |  | Double | VitalSigns | IntelliVue MP70 | TMP
3062 | Hb Calculation Offset | - |  | Double | VitalSigns | IntelliVue MP70 | OffsHb
3091 | Patient Time Since Last Ward Admission | - |  | Double | PatientInfo | IntelliVue MP70 | TWrdAd
3092 | Patient Total Admission Time | - |  | Double | PatientInfo | IntelliVue MP70 | WardAd
3101 | Patient Drainage Volume | - |  | Double | VitalSigns | IntelliVue MP70 | DrnVol
3168 | Fluid Removal Actual Rate | - |  | Double | VitalSigns | IntelliVue MP70 | Vrem/h
3204 | Sum of Minimum Alveolar Concentration (MAC) | - |  | Double | VitalSigns | IntelliVue MP70 | MAC
3266 | HFV Frequency Setting | - |  | Double | Settings | IntelliVue MP70 | sHFFrq
3268 | Ventilator Base Flow Setting | - |  | Double | Settings | IntelliVue MP70 | sfgFmn
3271 | Blood Pressure Difference | - |  | Double | VitalSigns | IntelliVue MP70 | IBP: DeltaP
3272 | Generic Blood Pressure Difference 1 | - |  | Double | VitalSigns | IntelliVue MP70 | IBP: DeltaP1
3273 | Generic Blood Pressure Difference 2 | - |  | Double | VitalSigns | IntelliVue MP70 | IBP: DeltaP2
3278 | Patient Height | - |  | Double | PatientInfo | IntelliVue MP70 | Height
3291 | Patient Temperature Setting | - |  | Double | Settings | IntelliVue MP70 | sTskin
3385 | Arterial O2 Content (CaO2) | - |  | Double | VitalSigns | IntelliVue MP70 | CaO2
3391 | Alveolar Arterial O2 Difference (AaDO2) | - |  | Double | VitalSigns | IntelliVue MP70 | AaDO2
3400 | Venous O2 Content (CvO2) | - |  | Double | VitalSigns | IntelliVue MP70 | CvO2
3415 | Ionized Calcium Concentration (Ca) | - |  | Double | VitalSigns | IntelliVue MP70 | iCa
3421 | Chloride Concentration (Cl-) | - |  | Double | VitalSigns | IntelliVue MP70 | Cl
3435 | Activated Clotting Time | - | Measured by the i-Stat module. | Double | VitalSigns | IntelliVue MP70 | ACT
3446 | Generic Temperature | - |  | Double | VitalSigns | IntelliVue MP70 | T1
3447 | Generic Temperature 2 | - |  | Double | VitalSigns | IntelliVue MP70 | T2
3448 | Generic Temperature 3 | - |  | Double | VitalSigns | IntelliVue MP70 | T3
3449 | Generic Temperature 4 | - |  | Double | VitalSigns | IntelliVue MP70 | T4
3474 | Expiratory Resistance | - |  | Double | VitalSigns | IntelliVue MP70 | Rexp
3490 | TcGas Site Timer | - |  | Double | OtherMeasuredData | IntelliVue MP70 | TCUT: SitTim
3491 | O2 Saturation (SO2) | - |  | Double | VitalSigns | IntelliVue MP70 | SaO2
3496 | TcGas Transducer Temperature | - |  | Double | DeviceInfo | IntelliVue MP70 | TCUT: SensrT
3502 | Peak Expiratory Flow Setting | - |  | Double | Settings | IntelliVue MP70 | s%PEF
3503 | Auto Flow Active Status | - |  | Double | DeviceInfo | IntelliVue MP70 | sFlCtr
3506 | Inspiratory Minimum CO2 | - |  | Double | VitalSigns | Common | CO2
3507 | Expired Tidal Volume Indexed by Body Weight | - |  | Double | VitalSigns | IntelliVue MP70 | TVe/kg
3555 | ATC Activation Status | - |  | Double | DeviceInfo | IntelliVue MP70 | sTubeC
3570 | Skin Temperature | - |  | Double | VitalSigns | Common | Tskin
3571 | Rectal Temperature | - |  | Double | VitalSigns | Common | Trect
3572 | Nasopharyngeal Temperature | - |  | Double | VitalSigns | Common | Tnaso
3573 | Esophageal Temperature | - |  | Double | VitalSigns | Common | Tesoph
3574 | Core Temperature | - |  | Double | VitalSigns | Common | Tcore
3575 | Arterial Temperature | - |  | Double | VitalSigns | Common | Tart
3576 | Venous Temperature | - |  | Double | VitalSigns | Common | Tven
3583 | Generic Core Temperature 1 | - |  | Double | VitalSigns | IntelliVue MP70 | T1Core
3584 | Generic Core Temperature 2 | - |  | Double | VitalSigns | IntelliVue MP70 | T2Core
3591 | Device Number | unitless | Device Model Number (example: "M8000") | String | DeviceInfo | Common | System Information
3635 | Drug Delivery Rate | - |  | Double | DeviceInfo | IntelliVue MP70 | sDlvRt
3637 | Drug Concentration | - |  | Double | PatientInfo | IntelliVue MP70 | sDConc
3639 | Manufacturers Name | unitless | "Philips" | String | DeviceInfo | Common | System Information
3640 | Pressure Alarm Delay | - |  | Double | DeviceInfo | IntelliVue MP70 | sPADel
3646 | Arterial Blood Pressure (ART) | - | Available on IntelliVue devices with firmware revision G or later. Arterial Blood Pressure (NOM_PRESS_BLD_ART). | Double | VitalSigns | Common | IBP: ART
3647 | Pulmonary Artery Blood Pressure (PA) | - | Available on IntelliVue devices with firmware revision G or later. | Double | VitalSigns | Common | IBP: PAP
3704 | Arterial/Main Pump Flow | - |  | Double | VitalSigns | IntelliVue MP70 | HLMfl
3710 | Slave Pump Flow | - |  | Double | VitalSigns | IntelliVue MP70 | SlvPfl
3715 | Suction Pump Flow | - |  | Double | VitalSigns | IntelliVue MP70 | SucPfl
3720 | Auxiliary Pump Flow | - |  | Double | VitalSigns | IntelliVue MP70 | AuxPfl
3723 | Auxiliary Pump Time Since Start of Current Plegia Session | - |  | Double | VitalSigns | IntelliVue MP70 | AxOnTi
3724 | Auxiliary Pump Time Since Stop of Plegia Session | - |  | Double | VitalSigns | IntelliVue MP70 | AxOffT
3725 | Auxiliary Pump Delivered Volume in Current Plegia Session | - |  | Double | VitalSigns | IntelliVue MP70 | AxDVol
3726 | Auxiliary Pump Total Volume | - |  | Double | VitalSigns | IntelliVue MP70 | AxTVol
3727 | Auxiliary Pump Total Plegia Time | - |  | Double | VitalSigns | IntelliVue MP70 | AxPlTi
3730 | Cardioplegia Main Pump Flow | - |  | Double | VitalSigns | IntelliVue MP70 | PlePfl
3733 | Cardioplegia Main Pump Delivered Volume of Current Plegia Session | - |  | Double | VitalSigns | IntelliVue MP70 | CpDVol
3734 | Cardioplegia Main Pump Total Volume | - |  | Double | VitalSigns | IntelliVue MP70 | CpTVol
3737 | Cardioplegia Slave Pump Flow | - |  | Double | VitalSigns | IntelliVue MP70 | SplPfl
3740 | Cardioplegia Slave Pump Delivered Volume in Current Plegia Session | - |  | Double | VitalSigns | IntelliVue MP70 | CsDVol
3741 | Cardioplegia Slave Pump Total Volume | - |  | Double | VitalSigns | IntelliVue MP70 | CsTVol
3742 | Cycle Flow Sensitivity Setting | - |  | Double | Settings | IntelliVue MP70 | sFlSeC
3761 | Hydrocarbon Plasma Concentration (HCO3) | - |  | Double | VitalSigns | IntelliVue MP70 | HCO3
3781 | Corpuscular Mean Hemoglobin Concentration | - |  | Double | VitalSigns | IntelliVue MP70 | MCHC
3785 | Arterial O2 Partial Pressure | - |  | Double | VitalSigns | IntelliVue MP70 | PaO2
3786 | Venous O2 Partial Pressure | - |  | Double | VitalSigns | IntelliVue MP70 | PvO2
3787 | Arterial CO2 Partial Pressure | - |  | Double | VitalSigns | IntelliVue MP70 | PaCO2
3789 | Arterial O2 Saturation (SaO2) | - | Obsolete variable that may be removed in a future release. The label of this variable is not correct. Please use variable 14 instead. | Double | VitalSigns | Common | Obsolete Variables
3793 | Hematocrit (HCT) | - | Post-Dialysis Hematocrit | Double | VitalSigns | IntelliVue MP70 | cHCTo
3804 | Respiratory Rate (Flow) | - |  | Double | VitalSigns | IntelliVue MP70 | RRawf
3805 | Respiratory Rate (CO2) | - |  | Double | VitalSigns | IntelliVue MP70 | RRCO2
3853 | Patient Type | unitless | Possible values: "unspecified", "adult", "pediatric", and "neonatal". | String | PatientInfo | Common | Patient Demographics
3854 | Patient Pace Maker Status | unitless | Possible values: "not paced", "paced gen". | String | PatientInfo | Common | Patient Demographics
3869 | Heart Rate Signal Quality | - |  | Double | OtherMeasuredData | IntelliVue MP70 | mSQI
3917 | Tracheal Pressure | - |  | Double | VitalSigns | IntelliVue MP70 | Ptrach
3921 | Ventilator Leakage | - |  | Double | VitalSigns | IntelliVue MP70 | Lksys
3961 | Plateau Time Setting | - | This variable is obsolete that may be removed in a future release. The label of this variable is incorrect, please use variable 9585 instead. | Double | Settings | IntelliVue MP70 | Obsolete Variables
3963 | Warmer Mattress Temperature | - |  | Double | OtherMeasuredData | IntelliVue MP70 | Tmatt
3968 | Spontaneous Fraction of Minute Volume | - |  | Double | VitalSigns | IntelliVue MP70 | SpMVe
4004 | Breathing System Leakage | - |  | Double | OtherMeasuredData | IntelliVue MP70 | VENT: Leak
4006 | Inspired MAC Concentration | - |  | Double | VitalSigns | IntelliVue MP70 | MAC
4008 | Inspiratory 2nd Agent | - |  | Double | VitalSigns | IntelliVue MP70 | inAGTs
4009 | Expiratory 2nd Agent | - | This is the device's measurement with label="NLS_NOM_EMFC_etAGTs" and physio_id="NOM_CONC_AWAY_AGENT_ET". | Double | VitalSigns | IntelliVue MP70 | etAGTs
4012 | Volume Assist Level Setting | - |  | Double | Settings | IntelliVue MP70 | sWOBva
4014 | Backup Tidal Volume Setting | - |  | Double | Settings | IntelliVue MP70 | sTVbak
4016 | Flow Acceleration Setting | - |  | Double | Settings | IntelliVue MP70 | sFlacc
4017 | Cumulated Halothane Consumption | - |  | Double | OtherMeasuredData | IntelliVue MP70 | AccHAL
4018 | Cumulated Enflurane Consumption | - |  | Double | OtherMeasuredData | IntelliVue MP70 | AccENF
4019 | Cumulated Isoflurane Consumption | - |  | Double | OtherMeasuredData | IntelliVue MP70 | AccISO
4020 | Cumulated Desflurane Consumption | - |  | Double | OtherMeasuredData | IntelliVue MP70 | AccDes
4021 | Cumulated Sevoflurane Consumption | - |  | Double | OtherMeasuredData | IntelliVue MP70 | AccSEV
4026 | Air Humidity Setting | - |  | Double | Settings | IntelliVue MP70 | sHum
4028 | Mattress Temperature Setting | - |  | Double | Settings | IntelliVue MP70 | sTmatt
4029 | Inspired Agent Setting | - |  | Double | Settings | IntelliVue MP70 | sInAGT
4030 | Expired Agent Setting | - | End-Tidal agent concentration | Double | Settings | IntelliVue MP70 | sEtAGT
4037 | Inspired Desflurane Setting | - |  | Double | Settings | IntelliVue MP70 | sInDES
4038 | Expired Desflurane Setting | - | End-Tidal desflurane concentration | Double | Settings | IntelliVue MP70 | sEtDES
4039 | Inspired Sevoflurane Setting | - |  | Double | Settings | IntelliVue MP70 | sInSEV
4040 | Expired Sevoflurane Setting | - | End-Tidal sevoflurane concentration | Double | Settings | IntelliVue MP70 | sEtSEV
4079 | Fresh Gas Sevoflurane | - |  | Double | VitalSigns | IntelliVue MP70 | fgSEV
4080 | Fresh Gas Desflurane | - |  | Double | VitalSigns | IntelliVue MP70 | fgDES
4081 | Ambient Temperature | - |  | Double | OtherMeasuredData | IntelliVue MP70 | Tamb
4082 | Ambient Pressure | - |  | Double | OtherMeasuredData | IntelliVue MP70 | PB
4084 | Pulse Rate ( Unspecified Source ) | - |  | Double | VitalSigns | Common | Pulse
4089 | Central Venous Pressure Diastolic | - |  | Double | VitalSigns | Common | IBP: CVP
4093 | Central Venous Mean Pressure | - |  | Double | VitalSigns | Common | IBP: CVP
4094 | Central Venous Pressure Systolic | - |  | Double | VitalSigns | Common | IBP: CVP
4120 | Expiratory Volume Wave | - |  | Double | Waveforms | IntelliVue MP70 | Waves: AWVex
4143 | Apnea Ventilation I:E Ratio Setting (Number) | - |  | Double | Settings | IntelliVue MP70 | sBIE1:
4145 | Dynamic Plateau Airway Pressure | - |  | Double | VitalSigns | IntelliVue MP70 | PplDyn
4158 | Transcutaneous Relative Heater Power | - |  | Double | OtherMeasuredData | IntelliVue MP70 | HeatPr
4171 | Spontaneous Respiratory Rate Setting | - |  | Double | Settings | IntelliVue MP70 | sRRmax
4201 | Product Description | unitless | Variables 764, 765 and 4201 must be interpreted conjointly. | String (Multiset) | DeviceInfo | Common | System Information
Consult detailed help for more information on this variable
4226 | Replacement Cumulated Volume | - |  | Double | VitalSigns | IntelliVue MP70 | Vrep/h
4227 | Dialysate Cumulated Volume | - | This variable is associated with ChannelID identifier. | Double | VitalSigns | IntelliVue MP70 | DialC/Vdly/h
4228 | Effluent Cumulated Volume | - | This variable is associated with ChannelID identifier. | Double | VitalSigns | IntelliVue MP70 | Veff/h / EfflC
4229 | Fluid Removal Cumulated Volume | - |  | Double | VitalSigns | IntelliVue MP70 | Vufr
4352 | Base Pressure | - |  | Double | VitalSigns | IntelliVue MP70 | Available only in revF or earlier
4369 | PEEP/CPAP Setting | - |  | Double | Settings | IntelliVue MP70 | VENT: sPEEP
4370 | Sigh Rate Setting | - |  | Double | Settings | IntelliVue MP70 | VENT: sSghR
4371 | Sigh Tidal Volume Setting | - |  | Double | Settings | IntelliVue MP70 | VENT: sSghTV
4375 | Data Averaging Interval Setting | - |  | Double | Settings | IntelliVue MP70 | Available only in revF or earlier
4376 | Chart Interval Setting | - |  | Double | Settings | IntelliVue MP70 | Available only in revF or earlier
4383 | Static Lung Compliance | - |  | Double | VitalSigns | IntelliVue MP70 | Cstat
4384 | Static Lung Resistance | - |  | Double | VitalSigns | IntelliVue MP70 | Raw
4385 | Dynamic Lung Compliance | - |  | Double | VitalSigns | IntelliVue MP70 | Cdyn
4386 | Dynamic Lung Resistance | - | NLS_NOM_RES_AWAY_DYN | Double | VitalSigns | IntelliVue MP70 | Rdyn
4388 | Apnea Inspiratory Pressure Setting | - |  | Double | Settings | IntelliVue MP70 | sIPApn/sAInP
4393 | Patient Hose Compliance | - |  | Double | OtherMeasuredData | IntelliVue MP70 | Chos
4401 | Oximeter Averaging Interval Setting | - |  | Double | Settings | IntelliVue MP70 | Available only in revF or earlier
4457 | System Alarm Status | unitless | Overall alert state of the system. | Double | Alarms | Common | Alarms
Consult detailed help for more information on this variable
4458 | Patient Alarm Priority | unitless | Overall Patient alarm priority. This is the current highest priority value of currently active Patient Alarms. | Double | Alarms | Common | Alarms
Consult detailed help for more information on this variable
4459 | Technical Alarm Priority | unitless | Overall Technical alarm priority. This is the current highest priority value of currently active Technical Alarms. | Double | Alarms | Common | Alarms
Consult detailed help for more information on this variable
4460 | Audio Alarm Priority | unitless | Overall audible alarm priority. This is the current highest priority value of currently active audible alarms. | Double | Alarms | Common | Alarms
Consult detailed help for more information on this variable
4461 | Technical Alarm Source ID | unitless |  | Double (Multiset) | Alarms | Common | Alarms
4462 | Technical Alarm Global State | unitless | Consult detailed help for more information on this variable | Double (Multiset) | Alarms | Common | Alarms
4463 | Technical Alarm Priority | unitless | Consult detailed help for more information on this variable | Double (Multiset) | Alarms | Common | Alarms
4464 | Technical Alarm Flag | unitless | Consult detailed help for more information on this variable | Double (Multiset) | Alarms | Common | Alarms
4465 | Technical Alarm Priority | unitless |  | Double (Multiset) | Alarms | Common | Alarms
4466 | Technical Alarm Description | unitless |  | String (Multiset) | Alarms | Common | Alarms
4467 | Patient Alarm Source ID | unitless |  | Double (Multiset) | Alarms | Common | Alarms
4468 | Patient Alarm Global State | unitless | Consult detailed help for more information on this variable | Double (Multiset) | Alarms | Common | Alarms
4469 | Patient Alarm Priority | unitless | Consult detailed help for more information on this variable | Double (Multiset) | Alarms | Common | Alarms
4470 | Patient Alarm Flag | unitless | Consult detailed help for more information on this variable | Double (Multiset) | Alarms | Common | Alarms
4471 | Patient Alarm Priority | unitless |  | Double (Multiset) | Alarms | Common | Alarms
4472 | Patient Alarm Description | unitless |  | String (Multiset) | Alarms | Common | Alarms
4473 | Device Nomenclature Revision | unitless | Format: major.minor (such as 1.0) | String | DeviceInfo | Common | System Information
4474 | Device Text Catalog Revision | unitless | Format: "MM.NN mm.nn", where "MM.NN" is text catalog revision and "mm.nn" is language revision. | String | DeviceInfo | Common | System Information
4475 | Device Data Format | unitless | Always 11 (Unicode). | String | DeviceInfo | Common | System Information
4476 | Device Operating Area | unitless | Possible values: "unspecified", "operating room", "intensive care unit", "neonatal intensive care unit", and "cardiology care unit". | String | DeviceInfo | Common | System Information
4496 | Patient O2 Consumption (VO2) | - |  | Double | VitalSigns | IntelliVue MP70 | VO2
4497 | Patient CO2 Production (VCO2) | - |  | Double | VitalSigns | IntelliVue MP70 | bbvCO2
4507 | Arterial O2 Saturation (Left) | - |  | Double | VitalSigns | IntelliVue MP70 | SpO2 l
4508 | Arterial O2 Saturation (Right) | - |  | Double | VitalSigns | IntelliVue MP70 | SpO2 r
4509 | SpO2 Difference | - |  | Double | VitalSigns | IntelliVue MP70 | DeltaSpO2
4510 | Perfusion Indicator | - |  | Double | VitalSigns | IntelliVue MP70 | Perf
4511 | Relative Perfusion (Left) | - |  | Double | VitalSigns | IntelliVue MP70 | Perf l
4512 | Relative Perfusion (Right) | - |  | Double | VitalSigns | IntelliVue MP70 | Perf r
4513 | Ao Systolic | - |  | Double | VitalSigns | Common | IBP: Ao
4514 | Ao Diastolic | - |  | Double | VitalSigns | Common | IBP: Ao
4515 | Ao Mean | - |  | Double | VitalSigns | Common | IBP: Ao
4516 | RAP Systolic | - |  | Double | VitalSigns | Common | IBP: RAP
4517 | RAP Diastolic | - |  | Double | VitalSigns | Common | IBP: RAP
4518 | RAP Mean | - |  | Double | VitalSigns | Common | IBP: RAP
4519 | Intracranial Pressure ICP Systolic | - |  | Double | VitalSigns | Common | IBP: ICP
4520 | Intracranial Pressure ICP Diastolic | - |  | Double | VitalSigns | Common | IBP: ICP
4521 | ICP Mean | - |  | Double | VitalSigns | Common | IBP: ICP
4522 | UAP Systolic | - |  | Double | VitalSigns | Common | IBP: UAP
4523 | UAP Diastolic | - |  | Double | VitalSigns | Common | IBP: UAP
4524 | UAP Mean | - |  | Double | VitalSigns | Common | IBP: UAP
4525 | UVP Systolic | - |  | Double | VitalSigns | Common | IBP: UVP
4526 | UVP Diastolic | - |  | Double | VitalSigns | Common | IBP: UVP
4527 | UVP Mean | - |  | Double | VitalSigns | Common | IBP: UVP
4528 | Unspecific Pressure Systolic | - |  | Double | VitalSigns | Common | IBP: P
4529 | Unspecific Pressure Diastolic | - |  | Double | VitalSigns | Common | IBP: P
4530 | Unspecific Pressure Mean | - |  | Double | VitalSigns | Common | IBP: P
4531 | Cerebral Perfusion Pressure (CPP) | - |  | Double | VitalSigns | IntelliVue MP70 | IBP: CPP
4532 | Stroke Volume Variation | - |  | Double | VitalSigns | IntelliVue MP70 | SVV
4533 | Index of Left Ventricular Contractility | - | This variable contains measurement from label "NLS_NOM_GRAD_PRESS_BLD_AORT_POS_MAX" and observed value "NOM_GRAD_PRESS_BLD_AORT_POS_MAX". | Double | VitalSigns | IntelliVue MP70 | dPmax
4556 | Aortic Blood Pressure (Ao) Wave | - |  | Double | Waveforms | IntelliVue MP70 | Waves: Ao
4560 | Auxiliary Waveform | - |  | Double | Waveforms | IntelliVue MP70 | Waves: AUX
4561 | Intermittent Mandatory Ventilation Status | - |  | Double | VitalSigns | IntelliVue MP70 | VENT: IMV
4562 | Left Cardiac Work | - |  | Double | VitalSigns | IntelliVue MP70 | LCW
4564 | Right Cardiac Work | - |  | Double | VitalSigns | IntelliVue MP70 | RCW
4565 | Serum Creatinine | - |  | Double | VitalSigns | IntelliVue MP70 | SCrea
4566 | Urine Plasma Osmolarity Ratio | - |  | Double | VitalSigns | IntelliVue MP70 | U/POsm
4567 | Urine Sodium Potassium Ratio | - |  | Double | VitalSigns | IntelliVue MP70 | UrNa/K
4568 | Urine Volume | - |  | Double | VitalSigns | IntelliVue MP70 | UrVol
4574 | Left Cardiac Work Index | - |  | Double | VitalSigns | IntelliVue MP70 | LCWI
4576 | Right Cardiac Work Index | - |  | Double | VitalSigns | IntelliVue MP70 | RCWI
4577 | Light Intensity (SvO2 Module) | - |  | Double | VitalSigns | IntelliVue MP70 | LI
4578 | SpO2 SvO2 Difference | - |  | Double | VitalSigns | IntelliVue MP70 | Sp-vO2
4581 | Normalized Post Replacement Volume | - |  | Double | VitalSigns | IntelliVue MP70 | VdpoNh
4582 | Normalized Effluent Volume | - | This variable is associated with ChannelID identifier. | Double | VitalSigns | IntelliVue MP70 | Veff/EffDn
4584 | Normalized Total Replacement Volume (PBP) | - | This variable is associated with ChannelID identifier. | Double | VitalSigns | IntelliVue MP70 | VrePN/VrePNh
4585 | Normalized Replacement Volume (Pre) | - |  | Double | VitalSigns | IntelliVue MP70 | VdprNh
4586 | Normalized Ultrafiltration Volume | - | This variable is associated with ChannelID identifier. | Double | VitalSigns | IntelliVue MP70 | VufrN/VufrNh
4587 | Patient Fluid Balance Limit Setting | - |  | Double | Settings | IntelliVue MP70 | sEPFL
4588 | Total Replacement Volume (PBP) | - | This variable is associated with ChannelID identifier. | Double | VitalSigns | IntelliVue MP70 | VreP/VreP/h
4589 | Cumulated Liquid Volume (Pre) | - | This variable is associated with ChannelID identifier. | Double | VitalSigns | IntelliVue MP70 | Vdpr/Vdpr/h
4593 | Filtration Fraction Setting | - |  | Double | Settings | IntelliVue MP70 | sFufrP
4616 | Diff.-Temperature between Tblood and Tskin | - |  | Double | VitalSigns | IntelliVue MP70 | Available only in revF or earlier
4617 | Diff.-Temperature between Tblood and Trect | - |  | Double | VitalSigns | IntelliVue MP70 | Available only in revF or earlier
4618 | Diff.-Temperature between Tblood and Tnaso | - |  | Double | VitalSigns | IntelliVue MP70 | Available only in revF or earlier
4619 | Diff.-Temperature between Tblood and Tesop | - |  | Double | VitalSigns | IntelliVue MP70 | Available only in revF or earlier
4620 | Diff.-Temperature between Tblood and Tcore | - |  | Double | VitalSigns | IntelliVue MP70 | Available only in revF or earlier
4621 | Diff.-Temperature between Tblood and Tart | - |  | Double | VitalSigns | IntelliVue MP70 | Available only in revF or earlier
4622 | Diff.-Temperature between Tblood and Tven | - |  | Double | VitalSigns | IntelliVue MP70 | Available only in revF or earlier
4623 | Diff.-Temperature between Tskin and Trect | - |  | Double | VitalSigns | IntelliVue MP70 | Available only in revF or earlier
4624 | Diff.-Temperature between Tskin and Tnaso | - |  | Double | VitalSigns | IntelliVue MP70 | Available only in revF or earlier
4625 | Diff.-Temperature between Tskin and Tesop | - |  | Double | VitalSigns | IntelliVue MP70 | Available only in revF or earlier
4626 | Diff.-Temperature between Tskin and Tcore | - |  | Double | VitalSigns | IntelliVue MP70 | Available only in revF or earlier
4627 | Diff.-Temperature between Tskin and Tart | - |  | Double | VitalSigns | IntelliVue MP70 | Available only in revF or earlier
4628 | Diff.-Temperature between Tskin and Tven | - |  | Double | VitalSigns | IntelliVue MP70 | Available only in revF or earlier
4629 | Diff.-Temperature between Trect and Tnaso | - |  | Double | VitalSigns | IntelliVue MP70 | Available only in revF or earlier
4630 | Diff.-Temperature between Trect and Tesop | - |  | Double | VitalSigns | IntelliVue MP70 | Available only in revF or earlier
4631 | Diff.-Temperature between Trect and Tcore | - |  | Double | VitalSigns | IntelliVue MP70 | Available only in revF or earlier
4632 | Diff.-Temperature between Trect and Tart | - |  | Double | VitalSigns | IntelliVue MP70 | Available only in revF or earlier
4633 | Diff.-Temperature between Trect and Tven | - |  | Double | VitalSigns | IntelliVue MP70 | Available only in revF or earlier
4634 | Diff.-Temperature between Tnaso and Tesop | - |  | Double | VitalSigns | IntelliVue MP70 | Available only in revF or earlier
4635 | Diff.-Temperature between Tnaso and Tcore | - |  | Double | VitalSigns | IntelliVue MP70 | Available only in revF or earlier
4636 | Diff.-Temperature between Tnaso and Tart | - |  | Double | VitalSigns | IntelliVue MP70 | Available only in revF or earlier
4637 | Diff.-Temperature between Tnaso and Tven | - |  | Double | VitalSigns | IntelliVue MP70 | Available only in revF or earlier
4638 | Diff.-Temperature between Tesop and Tcore | - |  | Double | VitalSigns | IntelliVue MP70 | Available only in revF or earlier
4639 | Diff.-Temperature between Tesop and Tart | - |  | Double | VitalSigns | IntelliVue MP70 | Available only in revF or earlier
4640 | Diff.-Temperature between Tesop and Tven | - |  | Double | VitalSigns | IntelliVue MP70 | Available only in revF or earlier
4641 | Diff.-Temperature between Tcore and Tart | - |  | Double | VitalSigns | IntelliVue MP70 | Available only in revF or earlier
4642 | Diff.-Temperature between Tcore and Tven | - |  | Double | VitalSigns | IntelliVue MP70 | Available only in revF or earlier
4643 | Diff.-Temperature between Tart and Tven | - |  | Double | VitalSigns | IntelliVue MP70 | Available only in revF or earlier
4644 | Newborn Body Length | - |  | Double | VitalSigns | IntelliVue MP70 | Length
4646 | Newborn Gestational Age | - |  | Double | PatientInfo | IntelliVue MP70 | G.Age
4647 | Calories | - |  | Double | VitalSigns | IntelliVue MP70 | Available only in revF or earlier
4648 | Input/Output Totals | - |  | Double | VitalSigns | IntelliVue MP70 | Available only in revF or earlier
4649 | Newborn Apgar Scores | - |  | Double | PatientInfo | IntelliVue MP70 | Available only in revF or earlier
4650 | BSA Formula Boyd | - |  | Double | PatientInfo | IntelliVue MP70 | BSA(B)
4651 | BSA Formula Dubois | - |  | Double | PatientInfo | IntelliVue MP70 | BSA(D)
4653 | Pupil Reaction (Left Eye) | - | Light reaction of left eye's pupil. | Double | VitalSigns | IntelliVue MP70 | PRL
4654 | Pupil Reaction (Right Eye) | - | Light reaction of right eye's pupil. | Double | VitalSigns | IntelliVue MP70 | PRR
4661 | Pleth Gain | - |  | Double | DeviceInfo | IntelliVue MP70 | PlGain
4662 | Airway Temperature | - |  | Double | VitalSigns | IntelliVue MP70 | Tairwy
4663 | Ventilation Perfusion Index | - |  | Double | VitalSigns | IntelliVue MP70 | VENT: VQI
4664 | O2 Extraction Index | - |  | Double | VitalSigns | IntelliVue MP70 | O2EI
4665 | Duration Above Base Pressure | - |  | Double | VitalSigns | IntelliVue MP70 | VENT: DPosP
4666 | Inspiration Rise Time | - |  | Double | VitalSigns | IntelliVue MP70 | VENT: RiseTi
4667 | Continuous Positive Airway Pressure (CPAP) | - |  | Double | VitalSigns | IntelliVue MP70 | CPAP
4668 | HFV Amplitude | - |  | Double | VitalSigns | IntelliVue MP70 | VENT: HFVAmp
4669 | Urine Urea | - |  | Double | VitalSigns | IntelliVue MP70 | UrUrea
4670 | Urine pH Value | - |  | Double | VitalSigns | IntelliVue MP70 | UrpH
4671 | Total of CO2 (tCO2) | - | Result of Blood gas Analysis. | Double | VitalSigns | IntelliVue MP70 | tCO2
4672 | Total Bilirubin | - |  | Double | VitalSigns | IntelliVue MP70 | tBili
4673 | Serum Glucose | - |  | Double | VitalSigns | IntelliVue MP70 | SerGlu
4674 | Urine Glucose | - |  | Double | VitalSigns | IntelliVue MP70 | UrGlu
4675 | Direct Bilirubin | - |  | Double | VitalSigns | IntelliVue MP70 | dBili
4676 | Serum Calcium | - |  | Double | VitalSigns | IntelliVue MP70 | SerCa
4677 | Total Serum Calcium | - |  | Double | VitalSigns | IntelliVue MP70 | tSerCa
4678 | Serum Magnesium | - |  | Double | VitalSigns | IntelliVue MP70 | SerMg
4679 | Serum Phosphat | - |  | Double | VitalSigns | IntelliVue MP70 | SerPho
4680 | Serum Kalium (Potassium) | - |  | Double | VitalSigns | IntelliVue MP70 | SerK
4681 | Serum Clorid | - |  | Double | VitalSigns | IntelliVue MP70 | SerCl
4682 | Serum Albumine | - |  | Double | VitalSigns | IntelliVue MP70 | SerAlb
4683 | Urine Clorid | - |  | Double | VitalSigns | IntelliVue MP70 | UrCl
4684 | Serum Globulin | - |  | Double | VitalSigns | IntelliVue MP70 | SerGlo
4685 | Serum Protein | - |  | Double | VitalSigns | IntelliVue MP70 | SerPro
4686 | Serum Urea | - |  | Double | VitalSigns | IntelliVue MP70 | SrUrea
4687 | Partial Thromboplastin Time | - |  | Double | VitalSigns | IntelliVue MP70 | PTT
4688 | Prothrombin Time | - |  | Double | VitalSigns | IntelliVue MP70 | PT
4689 | Thrombin Time | - |  | Double | VitalSigns | IntelliVue MP70 | TT
4690 | Thromboplastine Time (Quick Time) | - |  | Double | VitalSigns | IntelliVue MP70 | Quick
4691 | Alkalische Phosphatase | - |  | Double | VitalSigns | IntelliVue MP70 | AP
4692 | Alpha Amylase | - |  | Double | VitalSigns | IntelliVue MP70 | alphaA
4693 | Cholesterinesterase | - |  | Double | VitalSigns | IntelliVue MP70 | CHE
4694 | Creatinin Kinase | - |  | Double | VitalSigns | IntelliVue MP70 | SerCK
4695 | Creatine Kinase of Type Muscle-Brain | - |  | Double | VitalSigns | IntelliVue MP70 | CK-MB
4696 | Creatine Kinase of Type Muscle | - |  | Double | VitalSigns | IntelliVue MP70 | CK-MM
4697 | Gamma Glutamyl Transpeptidase | - |  | Double | VitalSigns | IntelliVue MP70 | GGT
4698 | Glutamic Oxaloacetic Transaminase | - |  | Double | VitalSigns | IntelliVue MP70 | GOT
4699 | Glutamic Pyruvic Transaminase | - |  | Double | VitalSigns | IntelliVue MP70 | GPT
4700 | Cholesterin | - |  | Double | VitalSigns | IntelliVue MP70 | Chol
4701 | Triglyzeride | - |  | Double | VitalSigns | IntelliVue MP70 | TGL
4702 | Urine Protein | - | (Total) Protein in Urine | Double | VitalSigns | IntelliVue MP70 | UrPro
4703 | Urine Calcium | - |  | Double | VitalSigns | IntelliVue MP70 | UrCa
4704 | Carboxy Hemoglobin | - |  | Double | VitalSigns | IntelliVue MP70 | CO-Hb
4705 | Total Protein | - |  | Double | VitalSigns | IntelliVue MP70 | tPro
4706 | Lactate Dehydrogenase | - |  | Double | VitalSigns | IntelliVue MP70 | LDH
4707 | Aspartin Aminotransferase | - |  | Double | VitalSigns | IntelliVue MP70 | AST
4708 | Alveolarproteinose (Alkaline Phosphatase) | - |  | Double | VitalSigns | IntelliVue MP70 | ALP
4709 | Reticulocyte Count | - |  | Double | VitalSigns | IntelliVue MP70 | RC
4710 | Coagulation Time | - |  | Double | VitalSigns | IntelliVue MP70 | CT
4711 | Erithrocyte Sedimentation Rate | - |  | Double | VitalSigns | IntelliVue MP70 | ESR
4712 | Packed Cell Volume | - |  | Double | VitalSigns | IntelliVue MP70 | Available only in revF or earlier
4713 | Kaolin Cephalin Time | - |  | Double | VitalSigns | IntelliVue MP70 | KCT
4715 | Minimum Pressure During Breathing Cycle | - |  | Double | VitalSigns | IntelliVue MP70 | Available only in revF or earlier
4716 | Infusion Pump Accumulated Volume | - |  | Double | OtherMeasuredData | IntelliVue MP70 | AccVol
4717 | Transthoracic Impedance | - |  | Double | VitalSigns | Common | T.I.
4718 | Inspired Expired N2O Difference | - |  | Double | VitalSigns | IntelliVue MP70 | VENT: i-eN2O
4719 | Inspired Expired Halothane Difference | - |  | Double | VitalSigns | IntelliVue MP70 | VENT: i-eHAL
4720 | Inspired Expired Enfluran Difference | - |  | Double | VitalSigns | IntelliVue MP70 | VENT: i-eENF
4721 | Inspired Expired Isofluran Difference | - |  | Double | VitalSigns | IntelliVue MP70 | VENT: i-eISO
4722 | Inspired Expired Sevofluran Difference | - |  | Double | VitalSigns | IntelliVue MP70 | VENT: i-eSEV
4723 | Inspired Expired Desfluran Difference | - |  | Double | VitalSigns | IntelliVue MP70 | VENT: i-eDES
4724 | Inspired Expired Agent Difference | - |  | Double | VitalSigns | IntelliVue MP70 | VENT: i-eAGT
4725 | Inspired Expired O2 Difference | - |  | Double | VitalSigns | IntelliVue MP70 | Available only in revF or earlier
4726 | Patient Circuit O2 | - | O2 measured in the Patient Circuit | Double | VitalSigns | IntelliVue MP70 | VENT: cktO2
4727 | Barometric Pressure in Sample Chamber | - | This variable is obsolete that may be removed in a future release. It is duplicated with variable 4082. | Double | OtherMeasuredData | IntelliVue MP70 | Obsolete Variables
4728 | Minute Volume | - |  | Double | VitalSigns | IntelliVue MP70 | MINVOL
4729 | Mean Airway Pressure | - |  | Double | VitalSigns | IntelliVue MP70 | MnAwP
4730 | Airway Respiration Rate | - |  | Double | VitalSigns | Common | awRR
4731 | Inspiratory Airway Pressure Waveform | - |  | Double | Waveforms | IntelliVue MP70 | Waves: AWPin
4732 | Inspiratory Flow Waveform | - |  | Double | Waveforms | IntelliVue MP70 | Waves: AWFin
4733 | HFV Inspired Mandatory Minute Volume | - |  | Double | VitalSigns | IntelliVue MP70 | HFMVin
4734 | HFV Gas Transport Coefficient Value | - |  | Double | VitalSigns | IntelliVue MP70 | DCO2
4735 | HFV Inspired Tidal Volume | - |  | Double | VitalSigns | IntelliVue MP70 | VENT: HFTVin
4736 | HFV Tidal Volume | - |  | Double | VitalSigns | IntelliVue MP70 | VENT: HFVTV
4738 | Generic Heart Rate | - | Heart Rate received from an external device | Double | VitalSigns | IntelliVue MP70 | extHR
4739 | PERF from the 2nd SpO2/PLETH module | - |  | Double | VitalSigns | IntelliVue MP70 | Available only in revF or earlier
4741 | Percent Alpha (Left) | - |  | Double | VitalSigns | IntelliVue MP70 | EEG: LT %AL
4742 | Percent Beta (Left) | - |  | Double | VitalSigns | IntelliVue MP70 | EEG: LT %BE
4745 | Absolute Alpha (Left) | - |  | Double | VitalSigns | IntelliVue MP70 | EEG: LT AL
4746 | Absolute Beta (Left) | - |  | Double | VitalSigns | IntelliVue MP70 | EEG: LT BE
4747 | Absolute Delta (Left) | - |  | Double | VitalSigns | IntelliVue MP70 | EEG: LT DL
4748 | Absolute Theta (Left) | - |  | Double | VitalSigns | IntelliVue MP70 | EEG: LT TH
4749 | Mean Dominant Frequency (Left) | - |  | Double | VitalSigns | IntelliVue MP70 | EEG: LT MDF
4750 | Median Power Frequency (Left) | - |  | Double | VitalSigns | IntelliVue MP70 | EEG: LT MPF
4751 | Peak Power Frequency (Left) | - |  | Double | VitalSigns | IntelliVue MP70 | EEG: LT PPF
4752 | Spectral Edge Frequency (Left) | - |  | Double | VitalSigns | IntelliVue MP70 | EEG: LT SEF
4753 | Total Power (Left) | - |  | Double | VitalSigns | IntelliVue MP70 | EEG: LT TP
4754 | Scale of the Left Channel EEG Wave | - |  | Double | VitalSigns | IntelliVue MP70 | EEG: LSCALE
4755 | Percent Alpha (Right) | - |  | Double | VitalSigns | IntelliVue MP70 | EEG: RT %AL
4756 | Percent Beta (Right) | - |  | Double | VitalSigns | IntelliVue MP70 | EEG: RT %BE
4759 | Absolute Alpha (Right) | - |  | Double | VitalSigns | IntelliVue MP70 | EEG: RT AL
4760 | Absolute Beta (Right) | - |  | Double | VitalSigns | IntelliVue MP70 | EEG: RT BE
4761 | Absolute Delta (Right) | - |  | Double | VitalSigns | IntelliVue MP70 | EEG: RT DL
4762 | Absolute Theta (Right) | - |  | Double | VitalSigns | IntelliVue MP70 | EEG: RT TH
4763 | Mean Dominant Frequency (Right) | - |  | Double | VitalSigns | IntelliVue MP70 | EEG: RT MDF
4764 | Median Power Frequency (Right) | - |  | Double | VitalSigns | IntelliVue MP70 | EEG: RT MPF
4765 | Peak Power Frequency (Right) | - |  | Double | VitalSigns | IntelliVue MP70 | EEG: RT PPF
4766 | Spectral Edge Frequency (Right) | - |  | Double | VitalSigns | IntelliVue MP70 | EEG: RT SEF
4767 | Total Power (Right) | - |  | Double | VitalSigns | IntelliVue MP70 | EEG: RT TP
4768 | Scale of the Right Channel EEG Wave | - |  | Double | VitalSigns | IntelliVue MP70 | EEG: RSCALE
4769 | Duration of Positive Pressure | - |  | Double | VitalSigns | IntelliVue MP70 | Available only in revF or earlier
4772 | Fresh Gas N2O Concentration | - |  | Double | VitalSigns | IntelliVue MP70 | fgN2O
4774 | Liquid Level (Anesthetic Agent Bottle) | - |  | Double | OtherMeasuredData | IntelliVue MP70 | AGTLev
4775 | Liquid Level (ISOflurane Bottle) | - |  | Double | OtherMeasuredData | IntelliVue MP70 | ISOLev
4776 | Liquid Level (ENFlurane Bottle) | - |  | Double | OtherMeasuredData | IntelliVue MP70 | ENFLev
4777 | Liquid Level (HALothane Bottle) | - |  | Double | OtherMeasuredData | IntelliVue MP70 | HALLev
4778 | Liquid Level (DESflurane Bottle) | - |  | Double | OtherMeasuredData | IntelliVue MP70 | DESLev
4779 | Liquid Level (SEVoflurane Bottle) | - |  | Double | OtherMeasuredData | IntelliVue MP70 | SEVLev
4780 | Invasive Blood Pressure Wave | - |  | Double | Waveforms | IntelliVue MP70 | Waves: P
4781 | Urine Shift Volume | - |  | Double | VitalSigns | IntelliVue MP70 | UrVSht
4782 | Urine Flow Rate | - |  | Double | VitalSigns | IntelliVue MP70 | UrFl
4786 | Mean Dominant Frequency (CH1) | - |  | Double | VitalSigns | IntelliVue MP70 | EEG: Frequ1
4787 | Mean Dominant Frequency (CH2) | - |  | Double | VitalSigns | IntelliVue MP70 | EEG: Frequ2
4788 | Peak Power Frequency (CH1) | - |  | Double | VitalSigns | IntelliVue MP70 | EEG: Frequ1
4789 | Peak Power Frequency (CH2) | - |  | Double | VitalSigns | IntelliVue MP70 | EEG: Frequ2
4794 | % of Power in the Alpha Band (CH1) | - |  | Double | VitalSigns | IntelliVue MP70 | EEG: Prcnt1
4795 | % of Power in the Alpha Band (CH2) | - |  | Double | VitalSigns | IntelliVue MP70 | EEG: Prcnt2
4796 | % of Power in the Beta Band (1st EEG) | - |  | Double | VitalSigns | IntelliVue MP70 | EEG: Prcnt1
4797 | % of Power in the Beta Band (2nd EEG) | - |  | Double | VitalSigns | IntelliVue MP70 | EEG: Prcnt2
4800 | Hemoglobin | - |  | Double | VitalSigns | IntelliVue MP70 | Hb
4801 | Patient Temperature | - |  | Double | VitalSigns | IntelliVue MP70 | Available only in revF or earlier
4802 | Capillaries pH Value | - |  | Double | VitalSigns | IntelliVue MP70 | pHc
4803 | Adjusted pH (at Patient Temperature) | - | Adjusted pH at Patient Temperature | Double | VitalSigns | IntelliVue MP70 | &pH
4804 | Adjusted Capillaries pH Value | - |  | Double | VitalSigns | IntelliVue MP70 | &pHc
4805 | Partial O2 in the Capillaries | - |  | Double | VitalSigns | IntelliVue MP70 | PcO2
4806 | Adjusted PO2 (at Patient Temperature) | - | Adjusted PO2 at Patient Temperature | Double | VitalSigns | IntelliVue MP70 | &PO2
4807 | Adjusted PcO2 (at Patient Temperature) | - |  | Double | VitalSigns | IntelliVue MP70 | &PcO2
4808 | Venous CO2 Partial Pressure (PvCO2) | - |  | Double | VitalSigns | IntelliVue MP70 | PvCO2
4809 | Partial CO2 in the Capillaries | - |  | Double | VitalSigns | IntelliVue MP70 | PcCO2
4811 | Adjusted PcCO2 (at Patient Temperature) | - |  | Double | VitalSigns | IntelliVue MP70 | &PcCO2
4812 | Calculated Total CO2 (tCO2) | - |  | Double | VitalSigns | IntelliVue MP70 | CALC: 'tCO2
4813 | Calculated SO2 | - | Calculated SaO2 | Double | VitalSigns | IntelliVue MP70 | CALC: 'SaO2
4815 | Calculated SvO2 | - |  | Double | VitalSigns | IntelliVue MP70 | CALC: 'SvO2
4816 | Calculated ScO2 | - |  | Double | VitalSigns | IntelliVue MP70 | CALC: 'ScO2
4817 | Calculated HCO3 | - |  | Double | VitalSigns | IntelliVue MP70 | CALC: HCO3
4818 | Base Excess of Extra Cellular Fluid | - |  | Double | VitalSigns | IntelliVue MP70 | CALC: Beecf
4819 | Calculated Anion Gap | - |  | Double | VitalSigns | IntelliVue MP70 | CALC: AnGap
4821 | Urea | - | Measured by the i-Stat module. | Double | VitalSigns | IntelliVue MP70 | Urea
4822 | Manually Entered FiO2 | - | In the Blood Review window. | Double | Settings | IntelliVue MP70 | Available only in revF or earlier
4823 | Calculated Arterial Blood Base Excess | - |  | Double | VitalSigns | IntelliVue MP70 | BE,B
4824 | Ionized Magnesium | - |  | Double | VitalSigns | IntelliVue MP70 | iMg
4826 | Desired Module Temperature | - | It's the selected/adjusted Temp in i-Stat Window. | Double | Settings | IntelliVue MP70 | Available only in revF or earlier
4827 | Calculated BUN/Creatinine Ratio | - | Calculated by the i-Stat module. | Double | VitalSigns | IntelliVue MP70 | B/Cre
4828 | Calculated Urea/Creatinine Ratio | - | Calculated by the i-Stat module. | Double | VitalSigns | IntelliVue MP70 | U/Cre
4829 | Lactate | - | Measured value by the i-Stat module. | Double | VitalSigns | IntelliVue MP70 | Lact
4830 | Device Simulator Status | - | Device data with the values: Passed and Failed. | Double | DeviceInfo | IntelliVue MP70 | Available only in revF or earlier
4835 | Pressure of Sensor 1 | - | Pressure value of sensor 1. Device specific data. | Double | VitalSigns | IntelliVue MP70 | Available only in revF or earlier
4836 | Pressure of Sensor 2 | - | Pressure value of sensor 2. Device specific data. | Double | VitalSigns | IntelliVue MP70 | Available only in revF or earlier
4837 | Module Temperature | - |  | Double | OtherMeasuredData | IntelliVue MP70 | Available only in revF or earlier
4843 | Air Temperature | - |  | Double | OtherMeasuredData | IntelliVue MP70 | Available only in revF or earlier
4844 | Micro Environment Air Temperature Setting | - |  | Double | Settings | IntelliVue MP70 | sTemp
4847 | Weight of the Urine Disposable Bag | - |  | Double | VitalSigns | IntelliVue MP70 | BagWgt
4848 | Total Urine Volume of the Current Measurement Period | - |  | Double | VitalSigns | IntelliVue MP70 | tUrVol
4849 | Urine Fluid Density | - |  | Double | VitalSigns | IntelliVue MP70 | UrDens
4850 | Urine Fluid Temperature | - |  | Double | VitalSigns | IntelliVue MP70 | Available only in revF or earlier
4854 | Ventilation Activated Status | - | Parameter to Informs whether the Patient is Ventilated | Double | VitalSigns | IntelliVue MP70 | VENT: PtVent
4856 | Simplified Acuity Physiologic Score | - |  | Double | VitalSigns | IntelliVue MP70 | Available only in revF or earlier
4857 | Value Normal | - | Missing parameters in SAPS parameter set which are considered in normal range. | Double | VitalSigns | IntelliVue MP70 | Available only in revF or earlier
4858 | Aspartate Aminotransferase | - |  | Double | VitalSigns | IntelliVue MP70 | Available only in revF or earlier
4859 | Spontaneous Respiration Rate | - |  | Double | VitalSigns | IntelliVue MP70 | SpRR
4864 | Current Fluid in Urine Bag | - |  | Double | VitalSigns | IntelliVue MP70 | BagVol
4865 | Cardiac Function Index (Thermodilution) | - |  | Double | VitalSigns | IntelliVue MP70 | iCFI
4866 | Intrathoracic Blood Volume (Thermodilution) | - |  | Double | VitalSigns | IntelliVue MP70 | iITVB
4867 | Intrathoracic Blood Volume Index (Thermodilution) | - |  | Double | VitalSigns | IntelliVue MP70 | iITBVI
4868 | Extravascular Lung Water (Thermodilution) | - |  | Double | VitalSigns | IntelliVue MP70 | iEVLW
4869 | Extravascular Lung Water Index (Thermodilution) | - |  | Double | VitalSigns | IntelliVue MP70 | iEVLWI
4873 | NMT TOF Count | - |  | Double | VitalSigns | IntelliVue MP70 | NMT: TOFcnt
4874 | NMT TOF Ratio | - |  | Double | VitalSigns | IntelliVue MP70 | NMT: TOFrat
4875 | Twitch Height of the 1Hz/0.1Hz Stimulation Response | - |  | Double | VitalSigns | IntelliVue MP70 | NMT: Twitch
4876 | Post Tetatic Count | - |  | Double | VitalSigns | IntelliVue MP70 | NMT: PTC
4877 | Remaining Time to Next Stimulation | - |  | Double | VitalSigns | IntelliVue MP70 | NMT: RemTi
4878 | TOF Response TOF1 | - |  | Double | VitalSigns | IntelliVue MP70 | NMT: TOF1
4879 | TOF Response TOF2 | - |  | Double | VitalSigns | IntelliVue MP70 | NMT: TOF2
4880 | TOF Response TOF3 | - |  | Double | VitalSigns | IntelliVue MP70 | NMT: TOF3
4881 | TOF Response TOF4 | - |  | Double | VitalSigns | IntelliVue MP70 | NMT: TOF4
4883 | Activated Partial Thromboplastin Time (aPTT Whole Blood Time) | - |  | Double | VitalSigns | IntelliVue MP70 | aPTTWB
4884 | Activated Partial Thromboplastin Time (aPTT Plasma Equivalent Time) | - |  | Double | VitalSigns | IntelliVue MP70 | aPTTPE
4886 | Prothrombin Time (Whole Blood Time) | - |  | Double | VitalSigns | IntelliVue MP70 | PT WB
4887 | Prothrombin Time (Plasma Equivalent Time) | - |  | Double | VitalSigns | IntelliVue MP70 | PT PE
4888 | Prothrombin Time Ratio | - |  | Double | VitalSigns | IntelliVue MP70 | PTrat
4889 | Spontaneous Inspiration Time | - |  | Double | VitalSigns | IntelliVue MP70 | InsTi
4890 | Overdistension Index | - |  | Double | VitalSigns | IntelliVue MP70 | C20/C
4891 | Lung Time Constant | - |  | Double | VitalSigns | IntelliVue MP70 | TC
4892 | Airway Correlation Coefficient | - |  | Double | VitalSigns | IntelliVue MP70 | r
4893 | Rate Volume Ratio | - |  | Double | VitalSigns | IntelliVue MP70 | RVrat
4894 | Normalized Ionized Calcium (Ca) | - |  | Double | VitalSigns | IntelliVue MP70 | iCa(N)
4956 | Peak Inspiratory Flow Setting | - |  | Double | Settings | IntelliVue MP70 | s%PIF
4957 | Trigger Sensitivity Setting | - |  | Double | Settings | IntelliVue MP70 | Available only in revF or earlier
4958 | Plateau Time Setting | - |  | Double | Settings | IntelliVue MP70 | sPltTi
4959 | Multiple Sigh Number Setting | - |  | Double | Settings | IntelliVue MP70 | VENT: sSghNr
4960 | Apnea Tidal Volume Setting | - |  | Double | Settings | IntelliVue MP70 | sATV
4961 | Apnea Respiration Rate Setting | - |  | Double | Settings | IntelliVue MP70 | sARR
4962 | Apnea Peak Flow Setting | - |  | Double | Settings | IntelliVue MP70 | sAPkFl
4963 | Apnea Inspired O2 Setting | - |  | Double | Settings | IntelliVue MP70 | VENT: sAFIO2
4964 | PSV Pressure Setting | - | Pressure Support Ventilation Setting | Double | Settings | IntelliVue MP70 | VENT: sPSV
4966 | Sigh Activation Status | - |  | Double | DeviceInfo | IntelliVue MP70 | VENT: sEnSgh
4967 | Suction O2 Concentration Setting | - |  | Double | Settings | IntelliVue MP70 | VENT: sO2Suc
4968 | PCV Control Pressure Setting | - |  | Double | Settings | IntelliVue MP70 | VENT: sPin
4969 | PCV Inspiratory Time Setting | - |  | Double | Settings | IntelliVue MP70 | VENT: sPVinT
4970 | PCV Apnea Respiration Rate Setting | - |  | Double | Settings | IntelliVue MP70 | VENT: sAPVRR
4971 | PCV Apnea Inspiratory Time Setting | - |  | Double | Settings | IntelliVue MP70 | VENT: sAPVTi
4972 | PCV Apnea O2 Setting | - |  | Double | Settings | IntelliVue MP70 | VENT: sAPVO2
4973 | PCV Apnea High Airway Pressure Setting | - |  | Double | Settings | IntelliVue MP70 | VENT: sAPVhP
4975 | Inspiratory Component of I:E Ratio Setting | - | Pressure Ventilation I component of I:E Ratio setting | Double | Settings | IntelliVue MP70 | sPVI
4976 | Expiratory Component of I:E Ratio Setting | - | Pressure Ventilation E component of I:E Ratio setting | Double | Settings | IntelliVue MP70 | sPVE
4977 | Inspiratory Component of Apnea Ventilation I:E Ratio Setting | - |  | Double | Settings | IntelliVue MP70 | sAPVI
4978 | Expiratory Component of Apnea Ventilation I:E Ratio Setting | - |  | Double | Settings | IntelliVue MP70 | sAPVE
4979 | Setting: Pressure Ventilation Control | - |  | Double | Settings | IntelliVue MP70 | Available only in revF or earlier
4981 | Cycle Time Setting | - |  | Double | Settings | IntelliVue MP70 | sCycTi
4982 | IPPV Ventilation Respiration Rate Setting | - |  | Double | Settings | IntelliVue MP70 | VENT: sIPPV
4983 | IMV Ventilation Respiration Rate Setting | - |  | Double | Settings | IntelliVue MP70 | VENT: sIMV
4984 | Pressure Support PEEP Setting | - |  | Double | Settings | IntelliVue MP70 | VENT: sSPEEP
4987 | Apnea Ventilation Delay | - |  | Double | Settings | IntelliVue MP70 | Available only in revF or earlier
4989 | O2 Monitoring Mode | - |  | Double | DeviceInfo | IntelliVue MP70 | VENT: sO2Mon
4990 | O2 Calibration Mode | - |  | Double | DeviceInfo | IntelliVue MP70 | VENT: sO2Cal
4993 | Inspiratory Time Setting | - |  | Double | Settings | IntelliVue MP70 | VENT: sInsTi
4994 | Expiratory Time Setting | - |  | Double | Settings | IntelliVue MP70 | VENT: sExpTi
4996 | Alarm Percentage on Rise Time Setting | - |  | Double | Settings | IntelliVue MP70 | VENT: sALMRT
4997 | Continuous Positive Airway Pressure (CPAP) Setting | - | This is the device's measurement with label="NLS_NOM_SETT_CONC_AWAY_O2" and physio_id="NOM_CONC_AWAY_O2". | Double | Settings | IntelliVue MP70 | sCPAP
4998 | Ventilator Flow Setting | - |  | Double | Settings | IntelliVue MP70 | VENT: sFlow
5000 | Low Inspiratory Pressure Setting | - |  | Double | Settings | IntelliVue MP70 | sPmin
5001 | HFV Flow Setting | - |  | Double | Settings | IntelliVue MP70 | sHFVFl
5002 | HFV Respiration Rate Setting | - |  | Double | Settings | IntelliVue MP70 | sHFVRR
5005 | Mechanical Ventilation Activated Status | - | Controlled Mechanical Ventilation Setting | Double | DeviceInfo | IntelliVue MP70 | VENT: sCMV
5006 | SIMV Mode | - | Synchronized Intermittent Mandatory Ventilation Setting | Double | DeviceInfo | IntelliVue MP70 | VENT: sSIMV
5007 | Mandatory Inspired Minute Volume Setting | - |  | Double | Settings | IntelliVue MP70 | VENT: sMMV
5009 | Infusion Pump Delivery Rate Setting | - |  | Double | Settings | IntelliVue MP70 | sDRate
5011 | Airway Respiration Rate Setting | - |  | Double | Settings | IntelliVue MP70 | sAWRR
5012 | Trigger Flow/Volume Setting | - | This is the device's measurement with label="NLS_NOM_SETT_VENT_VOL_LUNG_TRAPD" and physio_id="NOM_SETT_VENT_VOL_LUNG_TRAPD". | Double | Settings | IntelliVue MP70 | VENT: sTrVol
5013 | Apnea Alarm Delay | - |  | Double | DeviceInfo | IntelliVue MP70 | sAADel
5014 | HFV Amplitude Setting | - |  | Double | Settings | IntelliVue MP70 | sHFVAm
5015 | Volume Alarm Delay | - |  | Double | Settings | IntelliVue MP70 | sMVDel
5016 | Pressure Increase Rate Setting | - |  | Double | Settings | IntelliVue MP70 | VENT: sPincR
5017 | Volume Warning Setting | - | Delivered by the Evita 2 VueLink Driver. | Double | Settings | IntelliVue MP70 | VENT: sVmax
5026 | Airway Inspiratory Pressure Lower Alarm Limit | - |  | Double | Settings | IntelliVue MP70 | AlarmLimit: loPmax
5028 | Apnea Alarm Delay Setting | - |  | Double | Settings | IntelliVue MP70 | Available only in revF or earlier
5029 | Pressure Ramp Setting (ASB Ramp) | - |  | Double | Settings | IntelliVue MP70 | Available only in revF or earlier
5030 | Applied Tidal Volume Setting | - |  | Double | Settings | IntelliVue MP70 | sTVap
5031 | Assist Pressure Sensitivity Setting | - | Assist Sensitivity. Used by the Bear 1000 ventilator. | Double | Settings | IntelliVue MP70 | sSens
5032 | High Inspiratory Pressure Setting | - |  | Double | Settings | IntelliVue MP70 | Available only in revF or earlier
5033 | Background Flow Setting | - |  | Double | Settings | IntelliVue MP70 | VENT: sBkgFl
5035 | Vaporizer Agent Concentration Setting | - |  | Double | Settings | IntelliVue MP70 | sAGT
5036 | Vaporizer Isoflurane Concentration Setting | - |  | Double | Settings | IntelliVue MP70 | sISO
5037 | Vaporizer Enflurane Concentration Setting | - |  | Double | Settings | IntelliVue MP70 | sENF
5038 | Vaporizer Halothane Concentration Setting | - |  | Double | Settings | IntelliVue MP70 | sHAL
5039 | Vaporizer Desflurane Concentration Setting | - |  | Double | Settings | IntelliVue MP70 | sDES
5040 | Vaporizer Sevoflurane Concentration Setting | - |  | Double | Settings | IntelliVue MP70 | sSEV
5041 | Gas Measurement Sensor Position | - |  | Double | DeviceInfo | IntelliVue MP70 | VENT: sGasPr
5042 | O2 Measurement Sensor Position | - |  | Double | DeviceInfo | IntelliVue MP70 | VENT: sO2Pr
5044 | Inspired Tidal Volume Setting | - |  | Double | Settings | IntelliVue MP70 | sTVin
5045 | Incubator/Warmer Temperature Setting | - |  | Double | Settings | IntelliVue MP70
5046 | Preset Period of UrVol Setting | - |  | Double | Settings | IntelliVue MP70 | sUrTi
5050 | Low Time Setting | - | Setting variable for Evita 4 Airway Pressure Release Ventilation Mode. | Double | Settings | IntelliVue MP70 | VENT: sTlow
5051 | High Time Setting | - | Setting variable for Evita 4 Airway Pressure Release Ventilation Mode. | Double | Settings | IntelliVue MP70 | VENT: sThigh
5052 | Low Pressure Setting | - | Setting variable for Evita 4 Airway Pressure Release Ventilation Mode. | Double | Settings | IntelliVue MP70 | VENT: sPlow
5053 | High Pressure Setting | - | Setting variable for Evita 4 Airway Pressure Release Ventilation Mode. | Double | Settings | IntelliVue MP70 | VENT: sPhigh
5054 | Volume Assist Level Setting | - |  | Double | Settings | IntelliVue MP70 | VENT: sVolas
5055 | CPAP Flow Assist Level Setting | - |  | Double | Settings | IntelliVue MP70 | VENT: sFlas
5056 | Preset Stimulation Current Setting | - |  | Double | Settings | IntelliVue MP70 | sCurnt
5057 | Preset Stimulation Charge Setting | - |  | Double | Settings | IntelliVue MP70 | sChrge
5058 | Preset Stimulation Impulse Duration Setting | - |  | Double | Settings | IntelliVue MP70 | sPulsD
5059 | NMT TOF Repetition Time | - | Preset Train of Four (Slow TOF) Repetition Time Setting | Double | DeviceInfo | IntelliVue MP70 | NMT: sRepTi
5060 | Panting Limit Setting | - |  | Double | Settings | IntelliVue MP70 | VENT: sfmax
5065 | Airway Inspiratory Pressure Upper Alarm Limit | - | Alarm Limit: High Pressure | Double | Settings | IntelliVue MP70 | AlarmLimit: highP
5066 | Sigh Volume | - |  | Double | VitalSigns | IntelliVue MP70 | Vsigh
5069 | Sustained Pressure Alarm Limit | - |  | Double | Settings | IntelliVue MP70 | AlarmLimit: sustP
5072 | Intrathoracic Blood Volume (ITBV) | - |  | Double | VitalSigns | IntelliVue MP70 | ITBV
5073 | Intrathoracic Blood Volume Index (ITBI) | - |  | Double | VitalSigns | IntelliVue MP70 | ITBVI
5074 | Extravascular Lung Water | - |  | Double | VitalSigns | IntelliVue MP70 | EVLW
5075 | Extravascular Lung Water Index | - |  | Double | VitalSigns | IntelliVue MP70 | EVLWI
5076 | Global End Diastolic Volume | - |  | Double | VitalSigns | IntelliVue MP70 | GEDV
5077 | Global End Diastolic Volume Index | - |  | Double | VitalSigns | IntelliVue MP70 | GEDVI
5078 | Cardiac Function Index | - |  | Double | VitalSigns | IntelliVue MP70 | CFI
5079 | Mixed Venous O2 Saturation | - |  | Double | VitalSigns | IntelliVue MP70 | SvO2
5080 | Generic Term for the Transcutaneous Gases | - |  | Double | VitalSigns | IntelliVue MP70 | TCUT: tcGas
5083 | Intrinsic PEEP | - |  | Double | VitalSigns | IntelliVue MP70 | iPEEP
5086 | Positive Peak Inspiratory Pressure | - |  | Double | VitalSigns | IntelliVue MP70 | PIP
5087 | Dead Space to Tidal Volume Ratio | - |  | Double | VitalSigns | IntelliVue MP70 | Vd/Vt
5088 | Lung Volume Trapped | - |  | Double | VitalSigns | IntelliVue MP70 | VENT: TrpVol
5089 | Lung Vital Capacity | - |  | Double | VitalSigns | IntelliVue MP70 | VC
5090 | Generic Lung Compliance | - |  | Double | VitalSigns | IntelliVue MP70 | COMP
5092 | EEG Electromyography | - |  | Double | VitalSigns | IntelliVue MP70 | EEG: EMG
5093 | Suppression Ratio | - |  | Double | VitalSigns | IntelliVue MP70 | EEG: SR
5095 | EEG Peak Power Frequency | - |  | Double | VitalSigns | IntelliVue MP70 | EEG: PPF
5101 | End Tidal N2 | - |  | Double | VitalSigns | IntelliVue MP70 | N2
5102 | Inspired N2 | - |  | Double | VitalSigns | IntelliVue MP70 | N2
5109 | Generic Agent Wave | - |  | Double | Waveforms | IntelliVue MP70 | Waves: AGT
5110 | End Tidal MAC Concentration | - |  | Double | VitalSigns | IntelliVue MP70 | MAC
5111 | Left Ventricular Stroke Volume Index | - |  | Double | VitalSigns | IntelliVue MP70 | LVSWI
5112 | Left Ventricular Stroke Volume | - |  | Double | VitalSigns | IntelliVue MP70 | LVSW
5113 | Right Ventricular Stroke Volume | - |  | Double | VitalSigns | IntelliVue MP70 | RVSW
5114 | Glasgow Coma Score | - |  | Double | VitalSigns | IntelliVue MP70 | GCS
5115 | SubScore of the GCS - Eye Response | - |  | Double | VitalSigns | IntelliVue MP70 | EyeRsp
5116 | SubScore of the GCS - Motoric Response | - |  | Double | VitalSigns | IntelliVue MP70 | MotRsp
5117 | SubScore of the GCS - Verbal Response | - |  | Double | VitalSigns | IntelliVue MP70 | VblRsp
5118 | Head Circumference | - |  | Double | VitalSigns | IntelliVue MP70 | HC
5119 | pH in Arterial Blood | - |  | Double | VitalSigns | IntelliVue MP70 | Ph
5120 | Arterial Blood Hemoglobin (HB) | - |  | Double | VitalSigns | IntelliVue MP70 | Hb
5121 | pH in Venous Blood | - |  | Double | VitalSigns | IntelliVue MP70 | pHv
5122 | Urine Natrium | - |  | Double | VitalSigns | IntelliVue MP70 | UrNa
5123 | Natrium in Serum | - |  | Double | VitalSigns | IntelliVue MP70 | SerNa
5124 | pH in the Blood Plasma | - |  | Double | VitalSigns | IntelliVue MP70 | pH
5125 | Blood Natrium (Sodium) | - |  | Double | VitalSigns | IntelliVue MP70 | Na
5126 | Kalium (Potassium) | - |  | Double | VitalSigns | IntelliVue MP70 | K
5127 | Generic Glucose Parameter | - |  | Double | VitalSigns | IntelliVue MP70 | Glu
5128 | Partial CO2 | - |  | Double | VitalSigns | IntelliVue MP70 | PCO2
5129 | Partial O2 | - |  | Double | VitalSigns | IntelliVue MP70 | PO2
5130 | Base Excess of Blood | - |  | Double | VitalSigns | IntelliVue MP70 | BE
5131 | Percent Alveolarvenous Shunt Qs/Qt | - |  | Double | VitalSigns | IntelliVue MP70 | Qs/Qt
5132 | Extravascular Thermal Volume Index | - |  | Double | VitalSigns | IntelliVue MP70 | ETVI
5133 | VPB Rate | - |  | Double | VitalSigns | IntelliVue MP70 | Available only in revF or earlier
5134 | ECG Lead V1 Wave | - |  | Double | Waveforms | IntelliVue MP70 | Waves: V1
5135 | ECG Lead V2 Wave | - |  | Double | Waveforms | IntelliVue MP70 | Waves: V2
5136 | ECG Lead V3 Wave | - |  | Double | Waveforms | IntelliVue MP70 | Waves: V3
5137 | ECG Lead V4 Wave | - |  | Double | Waveforms | IntelliVue MP70 | Waves: V4
5138 | ECG Lead V5 Wave | - |  | Double | Waveforms | IntelliVue MP70 | Waves: V5
5139 | ECG Lead V6 Wave | - |  | Double | Waveforms | IntelliVue MP70 | Waves: V6
5140 | ECG Lead I Wave | - |  | Double | Waveforms | IntelliVue MP70 | Waves: I
5141 | ECG Lead II Wave | - |  | Double | Waveforms | IntelliVue MP70 | Waves: II
5142 | ECG Lead III Wave | - |  | Double | Waveforms | IntelliVue MP70 | Waves: III
5143 | ECG Lead aVR Wave | - |  | Double | Waveforms | IntelliVue MP70 | Waves: aVR
5144 | ECG Lead aVL Wave | - |  | Double | Waveforms | IntelliVue MP70 | Waves: aVL
5145 | ECG Lead aVF Wave | - |  | Double | Waveforms | IntelliVue MP70 | Waves: aVF
5185 | Mean Dominant Frequency (CH3) | - |  | Double | VitalSigns | IntelliVue MP70 | MDF3
5186 | Mean Dominant Frequency (CH4) | - |  | Double | VitalSigns | IntelliVue MP70 | MDF4
5189 | NMT DBS Count | - |  | Double | VitalSigns | IntelliVue MP70 | DBScnt
5191 | Peak Power Frequency (CH3) | - |  | Double | VitalSigns | IntelliVue MP70 | PPF3
5192 | Peak Power Frequency (CH4) | - |  | Double | VitalSigns | IntelliVue MP70 | PPF4
5497 | Pump Infusion Mode | - |  | Double | DeviceInfo | IntelliVue MP70 | sPuMod
5507 | Remaining Time Counter | - | Time to Elapse Counter used by the i-Stat module. | Double | OtherMeasuredData | IntelliVue MP70 | Elapse
5598 | APRV Low Pressure Synchronisation Time Setting | - |  | Double | Settings | IntelliVue MP70 | sTloS
5603 | APRV High Pressure Synchronisation Time Setting | - |  | Double | Settings | IntelliVue MP70 | sThiS
5614 | Acoustic Respiration Rate | - |  | Double | VitalSigns | IntelliVue MP70 | RRac
5616 | Regional O2 Saturation (rSO2 2) | - |  | Double | VitalSigns | Common
5617 | Regional O2 Saturation (rSO2 3) | - |  | Double | VitalSigns | Common
5620 | Regional O2 Saturation (rSO2 4) | - |  | Double | VitalSigns | Common
5632 | Regional O2 Saturation (rSO2 5) | - |  | Double | VitalSigns | IntelliVue MP70 | SO2 5
5633 | Regional O2 Saturation (rSO2 6) | - |  | Double | VitalSigns | IntelliVue MP70 | SO2 6
5637 | O2 Delivery Index (Thermodilution) | - |  | Double | VitalSigns | IntelliVue MP70 | iDO2I
5659 | Noninvasive Venous Hemoglobin (SpHbv) | - |  | Double | VitalSigns | IntelliVue MP70 | SpHbv
5660 | Noninvasive Arterial Hemoglobin (SpHba) | - |  | Double | VitalSigns | IntelliVue MP70 | SpHba
5661 | Generic Pulse Rate | - |  | Double | VitalSigns | IntelliVue MP70 | iAvgPR
5680 | Corrected Total Hemoglobin | - |  | Double | VitalSigns | IntelliVue MP70 | cSpHb
5681 | Corrected Arterial Total Hemoglobin | - |  | Double | VitalSigns | IntelliVue MP70 | cSpHb
5682 | Corrected Venous Total Hemoglobin | - |  | Double | VitalSigns | IntelliVue MP70 | cSpHbv
5694 | Systemic Vascular Resistance (Thermodilution) | - |  | Double | VitalSigns | IntelliVue MP70 | iSVR
5695 | Systemic Vascular Resistance Index (Thermodilution) | - |  | Double | VitalSigns | IntelliVue MP70 | iSVRI
5707 | Pulse Rate (Abdominal) | - |  | Double | VitalSigns | IntelliVue MP70 | Pulse
5719 | ECG Lead V3R | - |  | Double | VitalSigns | IntelliVue MP70 | ECG: ST
5720 | ECG Lead V4R | - |  | Double | VitalSigns | IntelliVue MP70 | ECG: ST
5721 | ECG Lead V5R | - |  | Double | VitalSigns | IntelliVue MP70 | ECG: ST
5763 | Inspired NO | - |  | Double | VitalSigns | IntelliVue MP70 | NO
5767 | ECG Lead V9 | - |  | Double | VitalSigns | IntelliVue MP70 | ECG: ST
5774 | ECG Lead V7 | - |  | Double | VitalSigns | IntelliVue MP70 | ECG: ST
5775 | ECG Lead V8 | - |  | Double | VitalSigns | IntelliVue MP70 | ECG: ST
5807 | Apnea Ventilation I:E Ratio Setting | unitless | This variable is associated with ChannelID identifier. This variable is calculated from variable 4977 and 4978, which is sent as a string in the format "1:xx.xx". | String | Settings | IntelliVue MP70 | Calculated Variables
5817 | Assisted Respiration Rate | - |  | Double | VitalSigns | IntelliVue MP70 | Rrasst
5818 | Correlation Coefficient Squared | - |  | Double | VitalSigns | IntelliVue MP70 | r2
5837 | ECG Lead V6R | - |  | Double | VitalSigns | IntelliVue MP70 | ECG: ST
5873 | Citrate Solution Concentration | - |  | Double | Settings | IntelliVue MP70 | sCitCo
5874 | Calcium Solution Concentration | - |  | Double | Settings | IntelliVue MP70 | sCConc
5886 | Citrate Acid Concentration | - |  | Double | Settings | IntelliVue MP70 | sCSCAC
5887 | Citrate Load Setting | - |  | Double | Settings | IntelliVue MP70 | sCitLo
5949 | Backup Respiration Rate Setting | - |  | Double | Settings | IntelliVue MP70 | sRRbak
5958 | Inspired Expired Pressure Difference | - |  | Double | VitalSigns | IntelliVue MP70 | sPi-e
5959 | Backup Inspired Expired Pressure Difference Setting | - |  | Double | Settings | IntelliVue MP70 | sPi-eB
6124 | Femoral Arterial Pressure Mean | - |  | Double | VitalSigns | IntelliVue MP70 | IBP: FAP
6125 | Femoral Arterial Pressure Systolic | - |  | Double | VitalSigns | IntelliVue MP70 | IBP: FAP
6126 | Femoral Arterial Pressure Diastolic | - |  | Double | VitalSigns | IntelliVue MP70 | IBP: FAP
6281 | Tidal Volume Lower Alarm Limit | - |  | Double | Settings | IntelliVue MP70 | AlarmLimit: lowTV
6283 | Minute Volume Lower Alarm Limit | - |  | Double | Settings | IntelliVue MP70 | AlarmLimit: lowMV
6322 | ECG Lead V7 Wave | - |  | Double | Waveforms | IntelliVue MP70 | Waves: V7
6323 | ECG Lead V8 Wave | - |  | Double | Waveforms | IntelliVue MP70 | Waves: V8
6324 | ECG Lead V9 Wave | - |  | Double | Waveforms | IntelliVue MP70 | Waves: V9
6326 | Airway Aux Wave | - |  | Double | Waveforms | IntelliVue MP70 | Waves: AWPx
6331 | Fetal DECG Wave | - |  | Double | Waveforms | IntelliVue MP70 | Waves: DECG
6339 | Patient BSA Formula | unitless | Consult detailed help for more information on this variable | Double | PatientInfo | Common | Patient Demographics
6343 | Platelets (Thrombocyte Count) | - |  | Double | VitalSigns | IntelliVue MP70 | Plts
6388 | Endotracheal Tube Type | - |  | Double | DeviceInfo | IntelliVue MP70 | sTube
6390 | Minute Volume Upper Alarm Limit | - |  | Double | Settings | IntelliVue MP70 | AlarmLimit: highMV
6394 | Pulse Rate from Plethysmogram | - |  | Double | VitalSigns | Common | Pulse
6396 | ECG Ectopic Status | - | Consult detailed help for more information on this variable | Double | VitalSigns | Common | Ectopic Status (on IntelliVue)
6399 | ST Lead ES | - |  | Double | VitalSigns | IntelliVue MP70 | ECG: ST
6400 | ST Lead AS | - |  | Double | VitalSigns | IntelliVue MP70 | ECG: ST
6401 | ST Lead AI | - |  | Double | VitalSigns | IntelliVue MP70 | ECG: ST
6402 | ST Index | - |  | Double | VitalSigns | IntelliVue MP70 | ECG: Stindx
6409 | Pulse Pressure | - |  | Double | VitalSigns | IntelliVue MP70 | PP
6410 | Mean Transit Time (MTt) | - |  | Double | VitalSigns | IntelliVue MP70 | Available only in revF or earlier
6450 | Alveolar Dead Space | - |  | Double | VitalSigns | IntelliVue MP70 | Vdalv
6451 | Tympanic Temperature | - |  | Double | VitalSigns | IntelliVue MP70 | Ttymp
6452 | Injectate Volume (CO) | - |  | Double | VitalSigns | IntelliVue MP70 | InjVol
6453 | SpO2 (Telemetry) | - |  | Double | VitalSigns | IntelliVue MP70 | %SpO2T
6454 | Pulse Rate (Telemetry) | - |  | Double | VitalSigns | IntelliVue MP70 | PulseT
6455 | Intracranial Pressure ICP1 (Systolic) | - |  | Double | VitalSigns | IntelliVue MP70 | IBP: IC2
6456 | Intracranial Pressure ICP1 (Diastolic) | - |  | Double | VitalSigns | IntelliVue MP70 | IBP: IC1
6457 | Intracranial Pressure ICP1 (Mean) | - |  | Double | VitalSigns | IntelliVue MP70 | IBP: IC3
6458 | Intracranial Pressure ICP2 Systolic | - |  | Double | VitalSigns | IntelliVue MP70 | IBP: IC2
6459 | Intracranial Pressure ICP2 Diastolic | - |  | Double | VitalSigns | IntelliVue MP70 | IBP: IC2
6460 | Intracranial Pressure ICP2 Mean | - |  | Double | VitalSigns | IntelliVue MP70 | IBP: IC2
6461 | Brachial Arterial Pressure (BA) Systolic | - |  | Double | VitalSigns | IntelliVue MP70 | IBP: BAP
6462 | Brachial Arterial Pressure (BA) Diastolic | - |  | Double | VitalSigns | IntelliVue MP70 | IBP: BAP
6463 | Brachial Arterial Pressure (BA) Mean | - |  | Double | VitalSigns | IntelliVue MP70 | IBP: BAP
6464 | Vesical Temperature (Bladder) | - |  | Double | VitalSigns | IntelliVue MP70 | Tvesic
6465 | Cerebral Temperature | - |  | Double | VitalSigns | IntelliVue MP70 | Tcereb
6466 | ST Level for Lead I | - |  | Double | VitalSigns | IntelliVue MP70 | ECG: Rf-I
6467 | ST Level for Lead II | - |  | Double | VitalSigns | IntelliVue MP70 | ECG: Rf-II
6468 | ST Level for Lead III | - |  | Double | VitalSigns | IntelliVue MP70 | ECG: Rf-III
6469 | ST Level for Lead aVR | - |  | Double | VitalSigns | IntelliVue MP70 | ECG: Rf-aVR
6470 | ST Level for Lead aVL | - |  | Double | VitalSigns | IntelliVue MP70 | ECG: Rf-aVL
6471 | ST Level for Lead aVF | - |  | Double | VitalSigns | IntelliVue MP70 | ECG: Rf-aVF
6472 | ST Level for Lead V1 | - |  | Double | VitalSigns | IntelliVue MP70 | ECG: Rf-V1
6473 | ST Level for Lead V2 | - |  | Double | VitalSigns | IntelliVue MP70 | ECG: Rf-V2
6474 | ST Level for Lead V3 | - |  | Double | VitalSigns | IntelliVue MP70 | ECG: Rf-V3
6475 | ST Level for Lead V4 | - |  | Double | VitalSigns | IntelliVue MP70 | ECG: Rf-V4
6476 | ST Level for Lead V5 | - |  | Double | VitalSigns | IntelliVue MP70 | ECG: Rf-V5
6477 | ST Level for Lead V6 | - |  | Double | VitalSigns | IntelliVue MP70 | ECG: Rf-V6
6478 | Prothrombin Time (International Normalized Ratio) | - |  | Double | VitalSigns | IntelliVue MP70 | PT INR
6479 | PSV Tidal Volume | - | Tidal Volume in Pressure Support Ventilation Mode | Double | VitalSigns | IntelliVue MP70 | TVPSV
6480 | Negative Inspiratory Force Index | - |  | Double | VitalSigns | IntelliVue MP70 | Available only in revF or earlier
6481 | A-Line ARX Index | - |  | Double | VitalSigns | IntelliVue MP70 | EEG: AAI
6484 | Impedance Cardiography (ICG) Wave | - |  | Double | Waveforms | IntelliVue MP70 | Waves: ICG
6485 | Thoracic Fluid Content | - |  | Double | VitalSigns | IntelliVue MP70 | TFC
6486 | Thoracic Fluid Content Index | - |  | Double | VitalSigns | IntelliVue MP70 | TFI
6487 | Accelerated Cardiac Index | - |  | Double | VitalSigns | IntelliVue MP70 | ACI
6488 | Heart Contractility Index | - |  | Double | VitalSigns | IntelliVue MP70 | HI
6489 | O2 Saturation (Left) | - |  | Double | VitalSigns | IntelliVue MP70 | SO2 l
6490 | O2 Saturation (Right) | - |  | Double | VitalSigns | IntelliVue MP70 | SO2 r
6491 | Pulse Pressure Variation | - |  | Double | VitalSigns | IntelliVue MP70 | PPV
6492 | Downslope Time | - |  | Double | VitalSigns | IntelliVue MP70 | Available only in revF or earlier
6493 | Pulmonary Vascular Permeability Index | - | This is the device's measurement with label="NLS_NOM_PERM_VASC_PULM_INDEX" and physio_id="NOM_PERM_VASC_PULM_INDEX". See also variable 8791. | Double | VitalSigns | IntelliVue MP70 | PVPI
6502 | ART Pulse Rate | - | ART pulse rate | Double | VitalSigns | IntelliVue MP70 | Pulse
6543 | Umbilical Arterial Pressure Pulse Rate | - |  | Double | VitalSigns | IntelliVue MP70 | Pulse
6544 | Patient Visit Number | unitless | Patient encounter ID contains the ID of the current visit of the patient | String | PatientInfo | IntelliVue MP70 | Patient Demographics
6555 | Patient Height at Entered Time | - |  | Double | PatientInfo | Common | Patient Demographics
6557 | Patient Weight at Entered Time | - |  | Double | PatientInfo | Common | Patient Demographics
6567 | Patient Body Surface Area (BSA) | - |  | Double | PatientInfo | Common | Patient Demographics
6685 | Inspired O2 Setting (FiO2) | - |  | Double | Settings | IntelliVue MP70 | VENT: sFIO2
6702 | Inspiratory Component of I:E Ratio Setting | - |  | Double | Settings | IntelliVue MP70 | sI
6703 | Expiratory Component of I:E Ratio Setting | - |  | Double | Settings | IntelliVue MP70 | sE
6735 | Lung Elastance | - |  | Double | VitalSigns | IntelliVue MP70 | E
6739 | Backup Inspiratory Time Setting | - |  | Double | Settings | IntelliVue MP70 | sInTiB
6744 | Pressure Support Level Above Phigh | - |  | Double | Settings | IntelliVue MP70 | sdPin
6746 | Total Respiration Duration Setting | - |  | Double | Settings | IntelliVue MP70 | sBreaT
6772 | Heater Power | - |  | Double | DeviceInfo | IntelliVue MP70 | sPower
6861 | Capillary Refill Time | - |  | Double | VitalSigns | IntelliVue MP70 | CRT
6935 | Estimated Patient Circuit Leakage | - |  | Double | OtherMeasuredData | IntelliVue MP70 | LkPat
6936 | Estimated Ventilation Total Leakage | - |  | Double | OtherMeasuredData | IntelliVue MP70 | LkTot
6967 | Ventilation Mode Additional Information | - |  | Double | DeviceInfo | IntelliVue MP70 | sVSupp
6995 | Backup Plateau Time Setting | - |  | Double | Settings | IntelliVue MP70 | sPltTA
7000 | ECG Lead V3R Wave | - |  | Double | Waveforms | IntelliVue MP70 | Waves: V3R
7001 | ECG Lead V4R Wave | - |  | Double | Waveforms | IntelliVue MP70 | Waves: V4R
7002 | ECG Lead V5R Wave | - |  | Double | Waveforms | IntelliVue MP70 | Waves: V5R
7003 | ECG Lead V6R Wave | - |  | Double | Waveforms | IntelliVue MP70 | Waves: V6R
7019 | Signal Quality Index (BIS) | - | This variable is associated with ChannelID identifier. | Double | OtherMeasuredData | IntelliVue MP70 | SQI L/SQI R
7106 | Continuous NIBP Systolic | - |  | Double | VitalSigns | IntelliVue MP70 | cNBP SYS
7107 | Continuous NIBP Diastolic | - |  | Double | VitalSigns | IntelliVue MP70 | cNBP DIA
7108 | Continuous NIBP Mean | - |  | Double | VitalSigns | IntelliVue MP70 | cNBP MEAN
7118 | Next Intervention Time | - |  | Double | OtherMeasuredData | IntelliVue MP70 | InTtvTi
7315 | Total Power (CH3) | - |  | Double | VitalSigns | IntelliVue MP70 | TP3
7316 | Total Power (CH4) | - |  | Double | VitalSigns | IntelliVue MP70 | TP4
7335 | Total Power (Left) | - |  | Double | VitalSigns | IntelliVue MP70 | TP L
7336 | Total Power (Right) | - |  | Double | VitalSigns | IntelliVue MP70 | TP R
7414 | PCV I:E Ratio Setting | unitless | This variable is associated with ChannelID identifier. This variable is calculated from variable 4975 and 4976, which is sent as a string in the format "1:xx.xx". | String | Settings | IntelliVue MP70 | Calculated Variables
7434 | Inspiratory CO2 (FiCO2) | - |  | Double | VitalSigns | IntelliVue MP70 | VENT: FICO2
7532 | End Tidal NO2 | - |  | Double | VitalSigns | IntelliVue MP70 | NO2
7535 | Fresh Gas Total Flow | - |  | Double | OtherMeasuredData | IntelliVue MP70 | fgFlow
7545 | Bolus Volume Setting | - |  | Double | Settings | IntelliVue MP70 | sVBol
7557 | Generic NIBP Pressure | - | Available on IntelliVue devices with firmware revision G or later. | Double | VitalSigns | Common | NBP
7587 | Endotracheal Tube Diameter | - |  | Double | DeviceInfo | IntelliVue MP70 | sTubeD
7640 | Mandatory Respiration Rate | - |  | Double | VitalSigns | IntelliVue MP70 | VENT: MRR
7641 | Mandatory Minute Volume | - |  | Double | VitalSigns | IntelliVue MP70 | VENT: MMV
7642 | Mandatory Tidal Volume | - |  | Double | VitalSigns | IntelliVue MP70 | VENT: MTV
7644 | N2O Consumption | - |  | Double | OtherMeasuredData | IntelliVue MP70 | AccN2O
7765 | Device Power Up Time | s | Number of seconds since the Monitor device's last power-on. | Double | DeviceInfo | Common | System Information
7768 | O2 Consumption | - |  | Double | VitalSigns | IntelliVue MP70 | AccO2
7770 | Air Consumption | - |  | Double | VitalSigns | IntelliVue MP70 | AccAir
7773 | Arterial Blood Pressure (ABP) | - | Available on IntelliVue devices with firmware revision G or later. Arterial Blood Pressure (NOM_PRESS_BLD_ART_ABP). | Double | VitalSigns | Common | IBP: ABP
7777 | ABP Pulse Rate | - | ABP pulse rate | Double | VitalSigns | IntelliVue MP70 | Pulse
7797 | Signal Noise Ratio (CCO) | - |  | Double | VitalSigns | IntelliVue MP70 | SNR
7803 | Spontaneous Airway Respiration Rate | - |  | Double | VitalSigns | IntelliVue MP70 | SpAWRR
7804 | Synchronized Respiration Rate | - |  | Double | VitalSigns | IntelliVue MP70 | RRsync
7805 | Mechanical Respiration Rate | - |  | Double | VitalSigns | IntelliVue MP70 | Available only in revF or earlier
7806 | Daily Urine Output | - |  | Double | VitalSigns | IntelliVue MP70 | U/O
7809 | Activated Partial Thromboplastin Time Ratio | - |  | Double | VitalSigns | IntelliVue MP70 | PTTrat
7810 | Global Ejection Fraction | - | This is the device's measurement with label="NLS_NOM_FRACT_EJECT" and physio_id="NOM_FRACT_EJECT". See also 8790. | Double | VitalSigns | IntelliVue MP70 | GEF
7811 | Generic CO2 Parameter | - | This variable contains "PECO2, Partial expired CO2", which is measured from label="NLS_NOM_VENT_AWAY_CO2_EXP", physio_id="NOM_VENT_AWAY_CO2_EXP". | Double | VitalSigns | IntelliVue MP70 | VENT: PECO2
7823 | Central Venous O2 Saturation (ScvO2) | - |  | Double | VitalSigns | IntelliVue MP70 | ScvO2
7858 | Suppression Ratio (BIS) | - | This variable is associated with ChannelID identifier. | Double | VitalSigns | IntelliVue MP70 | SR L/SR R
7865 | Right Ventricular Stroke Work Index | - |  | Double | VitalSigns | IntelliVue MP70 | RVSWI
7870 | Base Excess of Extracellular Fluid | - |  | Double | VitalSigns | IntelliVue MP70 | BEecf
7878 | Rise Time Setting | - |  | Double | Settings | IntelliVue MP70 | sRmpTi
7879 | Time Duration at Low Pressure (Tlow) | - |  | Double | VitalSigns | IntelliVue MP70 | Th/TL
7880 | Time Duration at High Pressure (Thigh) | - |  | Double | VitalSigns | IntelliVue MP70 | Th/TL
7904 | Spontaneous Tidal Volume | - |  | Double | VitalSigns | IntelliVue MP70 | VENT: SpTV
7905 | Cardiac Troponin l | - |  | Double | VitalSigns | IntelliVue MP70 | cTnI
7906 | Cardiopulmonary Bypass Status | - |  | Double | VitalSigns | IntelliVue MP70 | CPB
7907 | Cardiac Brain Natriuretic Peptide | - |  | Double | VitalSigns | IntelliVue MP70 | BNP
7908 | Mean Dominant Frequency | - |  | Double | VitalSigns | IntelliVue MP70 | EEG: MDF
7983 | Filtration Current Volume | - |  | Double | VitalSigns | IntelliVue MP70 | Vufr/h
7986 | Calcium Flow Rate Setting | - |  | Double | Settings | IntelliVue MP70 | sCSR
7987 | Calcium Compensation Setting | - |  | Double | Settings | IntelliVue MP70 | sCComp
8189 | Cerebral State Index (CSI) | - |  | Double | VitalSigns | IntelliVue MP70 | CSI
8201 | EEG Amplitude | - | This variable is associated with ChannelID identifier. | Double | VitalSigns | IntelliVue MP70 | aEEG1/aEEG2/aEEG3/aEEG4
8339 | Patient Middle Names | unitless | The Middle Name attribute contains the middle name of the patient. | String | PatientInfo | IntelliVue MP70 | Patient Demographics
8350 | Ao Pulse Rate | - |  | Double | VitalSigns | IntelliVue MP70 | Pulse
8351 | PAP Pulse Rate | - |  | Double | VitalSigns | IntelliVue MP70 | Pulse
8352 | CVP Pulse Rate | - |  | Double | VitalSigns | IntelliVue MP70 | Pulse
8353 | RAP Pulse Rate | - |  | Double | VitalSigns | IntelliVue MP70 | Pulse
8354 | LAP Pulse Rate | - |  | Double | VitalSigns | IntelliVue MP70 | Pulse
8355 | ICP Pulse Rate | - |  | Double | VitalSigns | IntelliVue MP70 | Pulse
8356 | Umbilical Venous Pressure Pulse Rate | - |  | Double | VitalSigns | IntelliVue MP70 | Pulse
8357 | FAP Pulse Rate | - |  | Double | VitalSigns | IntelliVue MP70 | Pulse
8358 | BAP Pulse Rate | - |  | Double | VitalSigns | IntelliVue MP70 | Pulse
8359 | IC1 Pulse Rate | - |  | Double | VitalSigns | IntelliVue MP70 | Pulse
8360 | Intracranial Pressure ICP2 Pulse Rate | - |  | Double | VitalSigns | IntelliVue MP70 | Pulse
8361 | Pulse Rate (P1) | - |  | Double | VitalSigns | IntelliVue MP70 | Pulse
8362 | Pulse Rate (P2) | - |  | Double | VitalSigns | IntelliVue MP70 | Pulse
8363 | Pulse Rate (P3) | - |  | Double | VitalSigns | IntelliVue MP70 | Pulse
8364 | Pulse Rate (P4) | - |  | Double | VitalSigns | IntelliVue MP70 | Pulse
8365 | Pulse Rate from Plethysmogram (Left) | - |  | Double | VitalSigns | IntelliVue MP70 | Pulse
8367 | Pleth Wave (Right) | - |  | Double | Waveforms | IntelliVue MP70 | Waves: PLETHr
8368 | Pleth Wave (Left) | - |  | Double | Waveforms | IntelliVue MP70 | Waves: PLETHl
8369 | Calculated SO2 | - |  | Double | VitalSigns | IntelliVue MP70 | CALC: 'SO2
8370 | Airway Respiration Rate (Ohmeda) | - |  | Double | VitalSigns | IntelliVue MP70 | VENT: RRaw
8371 | Airway Respiration Rate Setting (Ohmeda) | - |  | Double | Settings | IntelliVue MP70 | VENT: sRRaw
8372 | Fresh Gas O2 Concentration | - |  | Double | OtherMeasuredData | IntelliVue MP70 | fgO2
8373 | Manually entered FIO2 or Flow | - | This variable contains measurement from label "NLS_NOM_CONC_AWAY_O2" and observed value "NOM_CONC_AWAY_O2". | Double | VitalSigns | IntelliVue MP70 | O2
8374 | Generic O2 Parameter | - | This is the device's measurement with label="NLS_NOM_SETT_CONC_AWAY_O2" and physio_id="NOM_CONC_AWAY_O2". | Double |  | IntelliVue MP70 | sO2
8375 | Fresh Gas O2 Flow Setting | - | Mixer parameter. | Double | Settings | IntelliVue MP70 | sfgO2
8376 | Airway Pressure Numeric Value (Ohmeda) | - |  | Double | VitalSigns | IntelliVue MP70 | AWP
8377 | Inspiratory Peak Flow | - |  | Double | VitalSigns | IntelliVue MP70 | PIF
8378 | Maximum Pressure During Breathing Cycle | - |  | Double | VitalSigns | IntelliVue MP70 | VENT: Pmax
8379 | Peak Pressure | - |  | Double | VitalSigns | IntelliVue MP70 | Available only in revF or earlier
8380 | Peak Inspiratory Flow Setting | - |  | Double | Settings | IntelliVue MP70 | sPIF
8381 | Airway Maximum Pressure Setting | - |  | Double | Settings | IntelliVue MP70 | VENT: sPmax
8382 | Peak Inspiratory Pressure Setting | - |  | Double | Settings | IntelliVue MP70 | sPIP
8383 | Setting: Inspiratory Pressure (Ohmeda) | - |  | Double | Settings | IntelliVue MP70 | Available only in revF or earlier
8384 | Mean Airway Pressure (Ohmeda) | - |  | Double | VitalSigns | IntelliVue MP70 | Available only in revF or earlier
8385 | EEG Wave (Left) | - |  | Double | Waveforms | IntelliVue MP70 | Waves: LT EEG
8386 | EEG Wave (Right) | - |  | Double | Waveforms | IntelliVue MP70 | Waves: RT EEG
8387 | % of Power in the Delta Band - 1st EEG | - |  | Double | VitalSigns | IntelliVue MP70 | EEG: Prcnt1
8388 | % of Power in the Delta Band - 2nd EEG | - |  | Double | VitalSigns | IntelliVue MP70 | EEG: Prcnt2
8389 | Percent Delta - Left Side | - |  | Double | VitalSigns | IntelliVue MP70 | EEG: LT %DL
8390 | Percent Delta - Right Side | - |  | Double | VitalSigns | IntelliVue MP70 | EEG: RT %DL
8391 | % of Power in the Theta Band (1st EEG) | - |  | Double | VitalSigns | IntelliVue MP70 | EEG: Prcnt1
8392 | % of Power in the Theta Band (2nd EEG) | - |  | Double | VitalSigns | IntelliVue MP70 | EEG: Prcnt2
8393 | Percent Theta - Left Side | - |  | Double | VitalSigns | IntelliVue MP70 | EEG: LT %TH
8394 | Percent Theta - Right Side | - |  | Double | VitalSigns | IntelliVue MP70 | EEG: RT %TH
8395 | Generic Calculation Constant | - | This variable contains measurement from Philips label "NLS_NOM_NUM_CALC_CONST" and observed value "NOM_METRIC_NOS". See also variable 8493. | Double | VitalSigns | IntelliVue MP70 | CompCt
8396 | Pressure Ventilation Control Pressure | - |  | Double | VitalSigns | IntelliVue MP70 | VENT: PVcP
8397 | Right Heart Ejection Fraction | - |  | Double | VitalSigns | IntelliVue MP70 | REF
8398 | White Blood Count (Leucocyte Count) | - |  | Double | VitalSigns | IntelliVue MP70 | WBC
8399 | Red Blood Count (Erithrocyte Count) | - |  | Double | VitalSigns | IntelliVue MP70 | RBC
8400 | Mean Corpuscular Volume | - |  | Double | VitalSigns | IntelliVue MP70 | MCV
8401 | Corpuscular Mean Hemoglobin Content | - |  | Double | VitalSigns | IntelliVue MP70 | MCH
8402 | Ferrum | - |  | Double | VitalSigns | IntelliVue MP70 | Fe
8403 | Fetal Hemoglobin | - |  | Double | VitalSigns | IntelliVue MP70 | HbF
8404 | MetHemoglobin | - |  | Double | VitalSigns | IntelliVue MP70 | Met-Hb
8405 | Airway Volume Wave | - |  | Double | Waveforms | IntelliVue MP70 | Waves: AWV
8406 | Expiratory Peak Flow | - |  | Double | VitalSigns | IntelliVue MP70 | PEF
8407 | Expiratory Peak Flow | - |  | Double | VitalSigns | IntelliVue MP70 | eeFlow
8408 | The V stands for Volume | - |  | Double | VitalSigns | IntelliVue MP70 | Available only in revF or earlier
8409 | The R stands for Rate | - |  | Double | VitalSigns | IntelliVue MP70 | Available only in revF or earlier
8410 | Adjusted PaCO2 (at Patient Temperature) | - |  | Double | VitalSigns | IntelliVue MP70 | &PaCO2
8411 | Incubator Heating Power | - | Power Required to set Air&Pat Temp in the Incubator | Double | OtherMeasuredData | IntelliVue MP70 | INCUBATOR: Power
8412 | Actual Patient Age | - | Actual patient age, provided by a module, measured in years. Please note that this Patient Age will be available only when the corresponding module is connected to the Monitor. Variable 169 contains the patient age as provided by the Monitor itself (calculated from the birth date entered on the Monitor device.) | Double | PatientInfo | IntelliVue MP70 | Age
8413 | The P stands for Pressure | - |  | Double | VitalSigns | IntelliVue MP70 | Available only in revF or earlier
8414 | PCV Apnea Control Pressure Setting | - |  | Double | Settings | IntelliVue MP70 | VENT: sAPVcP
8415 | Fresh Gas Air Flow Setting | - | Mixer parameter. | Double | Settings | IntelliVue MP70 | sfgAir
8416 | PEEP/CPAP Lower Alarm Limit | - |  | Double | Settings | IntelliVue MP70 | AlarmLimit: loPEEP
8417 | Tidal Volume Upper Alarm Limit | - |  | Double | Settings | IntelliVue MP70 | AlarmLimit: highTV
8418 | T-Tre Temperature difference between Temp and Trect | - |  | Double | VitalSigns | IntelliVue MP70 | Available only in revF or earlier
8419 | T-Tbl Temperature difference between Temp and Tblood | - |  | Double | VitalSigns | IntelliVue MP70 | Available only in revF or earlier
8420 | T-Tco Temperature difference between Temp and Tcore | - |  | Double | VitalSigns | IntelliVue MP70 | Available only in revF or earlier
8421 | T-Tsk Temperature difference between Temp and Tskin | - |  | Double | VitalSigns | IntelliVue MP70 | Available only in revF or earlier
8422 | T-Tes Temperature difference between Temp and Tesoph | - |  | Double | VitalSigns | IntelliVue MP70 | Available only in revF or earlier
8423 | T-Tna Temperature difference between Temp and Tnaso | - |  | Double | VitalSigns | IntelliVue MP70 | Available only in revF or earlier
8424 | T-Tar Temperature difference between Temp and Tart | - |  | Double | VitalSigns | IntelliVue MP70 | Available only in revF or earlier
8425 | T-Tve Temperature difference between Temp and Tven | - |  | Double | VitalSigns | IntelliVue MP70 | Available only in revF or earlier
8426 | T-Taw Temperature difference between Temp and Tairwy | - |  | Double | VitalSigns | IntelliVue MP70 | Available only in revF or earlier
8427 | Tre-T Temperature difference between Trect and Temp | - |  | Double | VitalSigns | IntelliVue MP70 | Available only in revF or earlier
8428 | Tre-bl Temperature difference between Trect and Tblood | - |  | Double | VitalSigns | IntelliVue MP70 | Available only in revF or earlier
8429 | Tre-sk Temperature difference between Trect and Tskin | - |  | Double | VitalSigns | IntelliVue MP70 | Available only in revF or earlier
8430 | Tre-aw Temperature difference between Trect and Tairwy | - |  | Double | VitalSigns | IntelliVue MP70 | Available only in revF or earlier
8431 | Temperature difference between Tblood and Temp | - |  | Double | VitalSigns | IntelliVue MP70 | Available only in revF or earlier
8433 | Tbl-aw Temperature difference between Tblood and Tairwy | - |  | Double | VitalSigns | IntelliVue MP70 | Available only in revF or earlier
8434 | Tco-T Temperature difference between Tcore and Temp | - |  | Double | VitalSigns | IntelliVue MP70 | Available only in revF or earlier
8435 | Tco-re Temperature difference between Tcore and Trect | - |  | Double | VitalSigns | IntelliVue MP70 | Available only in revF or earlier
8436 | Tco-bl Temperature difference between Tcore and Tblood | - |  | Double | VitalSigns | IntelliVue MP70 | Available only in revF or earlier
8437 | Tco-sk Temperature difference between Tcore and Tskin | - |  | Double | VitalSigns | IntelliVue MP70 | Available only in revF or earlier
8438 | Tco-es Temperature difference between Tcore and Tesoph | - |  | Double | VitalSigns | IntelliVue MP70 | Available only in revF or earlier
8439 | Tco-na Temperature difference between Tcore and Tnaso | - |  | Double | VitalSigns | IntelliVue MP70 | Available only in revF or earlier
8440 | Tco-aw Temperature difference between Tcore and Tairwy | - |  | Double | VitalSigns | IntelliVue MP70 | Available only in revF or earlier
8441 | Tsk-T Temperature difference between Tskin and Temp | - |  | Double | VitalSigns | IntelliVue MP70 | Available only in revF or earlier
8442 | Tsk-bl Temperature difference between Tskin and Tblood | - |  | Double | VitalSigns | IntelliVue MP70 | Available only in revF or earlier
8443 | Tsk-aw Temperature difference between Tskin and Tairwy | - |  | Double | VitalSigns | IntelliVue MP70 | Available only in revF or earlier
8444 | Tes-T Temperature difference between Tesoph and Temp | - |  | Double | VitalSigns | IntelliVue MP70 | Available only in revF or earlier
8445 | Tes-re Temperature difference between Tesoph and Trect | - |  | Double | VitalSigns | IntelliVue MP70 | Available only in revF or earlier
8446 | Tes-bl Temperature difference between Tesoph and Tblood | - |  | Double | VitalSigns | IntelliVue MP70 | Available only in revF or earlier
8447 | Tes-sk Temperature difference between Tesoph and Tskin | - |  | Double | VitalSigns | IntelliVue MP70 | Available only in revF or earlier
8448 | Tes-na Temperature difference between Tesoph and Tnaso | - |  | Double | VitalSigns | IntelliVue MP70 | Available only in revF or earlier
8449 | Tes-aw Temperature difference between Tesoph and Tairwy | - |  | Double | VitalSigns | IntelliVue MP70 | Available only in revF or earlier
8450 | Tna-T Temperature difference between Tnaso and Temp | - |  | Double | VitalSigns | IntelliVue MP70 | Available only in revF or earlier
8451 | Tna-re Temperature difference between Tnaso and Trect | - |  | Double | VitalSigns | IntelliVue MP70 | Available only in revF or earlier
8452 | Tna-bl Temperature difference between Tnaso and Tblood | - |  | Double | VitalSigns | IntelliVue MP70 | Available only in revF or earlier
8453 | Tna-sk Temperature difference between Tnaso and Tskin | - |  | Double | VitalSigns | IntelliVue MP70 | Available only in revF or earlier
8454 | Tna-aw Temperature difference between Tnaso and Tairwy | - |  | Double | VitalSigns | IntelliVue MP70 | Available only in revF or earlier
8455 | Tar-T Temperature difference between Tart and Temp | - |  | Double | VitalSigns | IntelliVue MP70 | Available only in revF or earlier
8456 | Tar-re Temperature difference between Tart and Trect | - |  | Double | VitalSigns | IntelliVue MP70 | Available only in revF or earlier
8457 | Tar-bl Temperature difference between Tart and Tblood | - |  | Double | VitalSigns | IntelliVue MP70 | Available only in revF or earlier
8458 | Tar-co Temperature difference between Tart and Tcore | - |  | Double | VitalSigns | IntelliVue MP70 | Available only in revF or earlier
8459 | Tar-sk Temperature difference between Tart and Tskin | - |  | Double | VitalSigns | IntelliVue MP70 | Available only in revF or earlier
8460 | Tar-es Temperature difference between Tart and Tesoph | - |  | Double | VitalSigns | IntelliVue MP70 | Available only in revF or earlier
8461 | Tar-na Temperature difference between Tart and Tnaso | - |  | Double | VitalSigns | IntelliVue MP70 | Available only in revF or earlier
8462 | Tar-aw Temperature difference between Tart and Tairwy | - |  | Double | VitalSigns | IntelliVue MP70 | Available only in revF or earlier
8463 | Tve-T Temperature difference between Tven and Temp | - |  | Double | VitalSigns | IntelliVue MP70 | Available only in revF or earlier
8464 | Tve-re Temperature difference between Tven and Trect | - |  | Double | VitalSigns | IntelliVue MP70 | Available only in revF or earlier
8465 | Tve-bl Temperature difference between Tven and Tblood | - |  | Double | VitalSigns | IntelliVue MP70 | Available only in revF or earlier
8466 | Tve-co Temperature difference between Tven and Tcore | - |  | Double | VitalSigns | IntelliVue MP70 | Available only in revF or earlier
8467 | Tve-sk Temperature difference between Tven and Tskin | - |  | Double | VitalSigns | IntelliVue MP70 | Available only in revF or earlier
8468 | Tve-es Temperature difference between Tven and Tesoph | - |  | Double | VitalSigns | IntelliVue MP70 | Available only in revF or earlier
8469 | Tve-na Temperature difference between Tven and Tnaso | - |  | Double | VitalSigns | IntelliVue MP70 | Available only in revF or earlier
8470 | MAC Concentration (Awake) | - |  | Double | VitalSigns | IntelliVue MP70 | MAC
8471 | Tve-ar Temperature difference between Tven and Tart | - |  | Double | VitalSigns | IntelliVue MP70 | Available only in revF or earlier
8472 | Tve-aw Temperature difference between Tven and Tairwy | - |  | Double | VitalSigns | IntelliVue MP70 | Available only in revF or earlier
8473 | Taw-T Temperature difference between Tairwy and Temp | - |  | Double | VitalSigns | IntelliVue MP70 | Available only in revF or earlier
8474 | Taw-re Temperature difference between Tairwy and Trect | - |  | Double | VitalSigns | IntelliVue MP70 | Available only in revF or earlier
8475 | Taw-bl Temperature difference between Tairwy and Tblood | - |  | Double | VitalSigns | IntelliVue MP70 | Available only in revF or earlier
8476 | Taw-co Temperature difference between Tairwy and Tcore | - |  | Double | VitalSigns | IntelliVue MP70 | Available only in revF or earlier
8477 | Taw-sk Temperature difference between Tairwy and Tskin | - |  | Double | VitalSigns | IntelliVue MP70 | Available only in revF or earlier
8478 | Taw-es Temperature difference between Tairwy and Tesoph | - |  | Double | VitalSigns | IntelliVue MP70 | Available only in revF or earlier
8479 | Taw-na Temperature difference between Tairwy and Tnaso | - |  | Double | VitalSigns | IntelliVue MP70 | Available only in revF or earlier
8480 | Taw-ar Temperature difference between Tairwy and Tart | - |  | Double | VitalSigns | IntelliVue MP70 | Available only in revF or earlier
8481 | Taw-ve Temperature difference between Tairwy and Tven | - |  | Double | VitalSigns | IntelliVue MP70 | Available only in revF or earlier
8483 | Generic Agent 1 Wave | - |  | Double | Waveforms | IntelliVue MP70 | Waves: AGT1
8484 | End Tidal Generic Agent 1 | - |  | Double | VitalSigns | IntelliVue MP70 | AGT1
8485 | Inspired Generic Agent 1 | - |  | Double | VitalSigns | IntelliVue MP70 | AGT1
8486 | Generic Agent 2 Wave | - |  | Double | Waveforms | IntelliVue MP70 | Waves: AGT2
8487 | End Tidal Generic Agent 2 | - |  | Double | VitalSigns | IntelliVue MP70 | AGT2
8488 | Inspired Generic Agent 2 | - |  | Double | VitalSigns | IntelliVue MP70 | AGT2
8489 | Adjusted Arterial Blood pH Value | - |  | Double | VitalSigns | IntelliVue MP70 | &pHa
8490 | Adjusted Venous Blood pH Value | - |  | Double | VitalSigns | IntelliVue MP70 | &pHv
8491 | Adjusted PvCO2 (at Patient Temperature) | - |  | Double | VitalSigns | IntelliVue MP70 | &PvCO2
8492 | Adjusted PvO2 (at Patient Temperature) | - |  | Double | VitalSigns | IntelliVue MP70 | &PvO2
8493 | Generic Calculation Constant | - | This variable contains parameter from Philips label "NLS_NOM_NUM_CATHETER_CONST" and observed value "NOM_NUM_CATHETER_CONST". See also variable 8395. | Double | VitalSigns | IntelliVue MP70 | CathCt
8501 | ECG Lead V Wave | - |  | Double | Waveforms | IntelliVue MP70 | Waves: V
8502 | ECG Lead MCL Wave | - |  | Double | Waveforms | IntelliVue MP70 | Waves: MCL
8503 | ECG Lead MCL1 Wave | - |  | Double | Waveforms | IntelliVue MP70 | Waves: MCL1
8510 | MAC Concentration | - |  | Double | VitalSigns | IntelliVue MP70 | MAC
8511 | Pleth Wave (Telemetry) | - |  | Double | Waveforms | IntelliVue MP70 | Waves: PlethT
8513 | NIBP Systolic (Telemetry) | - |  | Double | VitalSigns | IntelliVue MP70 | NBP_T SYS
8514 | NIBP Diastolic (Telemetry) | - |  | Double | VitalSigns | IntelliVue MP70 | NBP_T DIA
8515 | NIBP Mean (Telemetry) | - |  | Double | VitalSigns | IntelliVue MP70 | NBP_T MEAN
8517 | Generic Pressure 1 (P1) Systolic | - |  | Double | VitalSigns | IntelliVue MP70 | Available only in revF or earlier
8518 | Generic Pressure 1 (P1) Diastolic | - |  | Double | VitalSigns | IntelliVue MP70 | Available only in revF or earlier
8519 | Generic Pressure 1 (P1) Mean | - |  | Double | VitalSigns | IntelliVue MP70 | Available only in revF or earlier
8521 | Generic Pressure 2 (P2) Systolic | - |  | Double | VitalSigns | IntelliVue MP70 | Available only in revF or earlier
8522 | Generic Pressure 2 (P2) Diastolic | - |  | Double | VitalSigns | IntelliVue MP70 | Available only in revF or earlier
8523 | Generic Pressure 2 (P2) Mean | - |  | Double | VitalSigns | IntelliVue MP70 | Available only in revF or earlier
8525 | Generic Pressure 3 (P3) Systolic | - |  | Double | VitalSigns | IntelliVue MP70 | Available only in revF or earlier
8526 | Generic Pressure 3 (P3) Diastolic | - |  | Double | VitalSigns | IntelliVue MP70 | Available only in revF or earlier
8527 | Generic Pressure 3 (P3) Mean | - |  | Double | VitalSigns | IntelliVue MP70 | Available only in revF or earlier
8529 | Generic Pressure 4 (P4) Systolic | - |  | Double | VitalSigns | IntelliVue MP70 | Available only in revF or earlier
8530 | Generic Pressure 4 (P4) Diastolic | - |  | Double | VitalSigns | IntelliVue MP70 | Available only in revF or earlier
8531 | Generic Pressure 4 (P4) Mean | - |  | Double | VitalSigns | IntelliVue MP70 | Available only in revF or earlier
8535 | Incubator Humidity | - |  | Double | OtherMeasuredData | IntelliVue MP70 | INCUBATOR: Hum
8536 | Predictive Oral Temperature | - |  | Double | VitalSigns | IntelliVue MP70 | pToral
8537 | Predictive Rectal Temperature | - |  | Double | VitalSigns | IntelliVue MP70 | pTrect
8538 | Predictive Axillary Temperature | - |  | Double | VitalSigns | IntelliVue MP70 | pTaxil
8539 | Perfusion (Telemetry) | - |  | Double | VitalSigns | IntelliVue MP70 | Perf T
8541 | Right to Left Heart Shunt | - |  | Double | VitalSigns | IntelliVue MP70 | RLShnt
8542 | Adjusted PcO2 (at Patient Temperature) | - |  | Double | VitalSigns | IntelliVue MP70 | &PCO2
8543 | Adjusted Arterial PaO2 (at Patient Temperature) | - |  | Double | VitalSigns | IntelliVue MP70 | &PaO2
8544 | Pulse Rate from Plethysmogram (Right) | - |  | Double | VitalSigns | IntelliVue MP70 | Pulse
8549 | Patient O2 Consumption per Body Surface | - |  | Double | VitalSigns | IntelliVue MP70 | VO2m²
8550 | Patient O2 Consumption per Body Weight | - |  | Double | VitalSigns | IntelliVue MP70 | VO2kg
8560 | Ideal Patient Weight | - |  | Double | PatientInfo | IntelliVue MP70 | IBW
8562 | End Flow Setting | - |  | Double | Settings | IntelliVue MP70 | sEndFl
8564 | PSV Backup Delay Setting | - |  | Double | Settings | IntelliVue MP70 | sPSVbd
8640 | Technical Alarm Internal Source ID | unitless | Consult detailed help for more information on this variable | Double (Multiset) | Alarms | Common | Alarms
8641 | Technical Alarm Source Type | unitless |  | Double (Multiset) | Alarms | Common | Alarms
8642 | Device Technical Alarm | unitless | Consult detailed help for more information on this variable | Double (Multiset) | Alarms | Common | Alarms
8643 | Patient Alarm Internal Source ID | unitless | Consult detailed help for more information on this variable | Double (Multiset) | Alarms | Common | Alarms
8644 | Patient Alarm Source Type | unitless |  | Double (Multiset) | Alarms | Common | Alarms
8645 | Patient Alarm | unitless | Consult detailed help for more information on this variable | Double (Multiset) | Alarms | Common | Alarms
8656 | Accoustic Respiration Rate Wave | - |  | Double | Waveforms | IntelliVue MP70 | Waves: acRESP
8703 | Blood Temperature Wave | - |  | Double | Waveforms | IntelliVue MP70 | Waves: Tblood
8714 | Non-specific Pressure 1 Wave | - |  | Double | Waveforms | IntelliVue MP70 | Waves: P1
8715 | Generic Invasive Blood Pressure P1 | - | Available on IntelliVue devices. | Double | VitalSigns | IntelliVue MP70 | IBP: P1
8716 | Generic Invasive Blood Pressure P1 Systolic | - |  | Double | VitalSigns | IntelliVue MP70 | IBP: P1
8717 | Generic Invasive Blood Pressure P1 Diastolic | - |  | Double | VitalSigns | IntelliVue MP70 | IBP: P1
8718 | Generic Invasive Blood Pressure P1 Mean | - |  | Double | VitalSigns | IntelliVue MP70 | IBP: P1
8719 | Non-specific Pressure 2 Wave | - |  | Double | Waveforms | IntelliVue MP70 | Waves: P2
8720 | Generic Invasive Blood Pressure P2 | - | Available on IntelliVue devices. | Double | VitalSigns | IntelliVue MP70 | IBP: P2
8721 | Generic Invasive Blood Pressure P2 Systolic | - |  | Double | VitalSigns | IntelliVue MP70 | IBP: P2
8722 | Generic Invasive Blood Pressure P2 Diastolic | - |  | Double | VitalSigns | IntelliVue MP70 | IBP: P2
8723 | Generic Invasive Blood Pressure P2 Mean | - |  | Double | VitalSigns | IntelliVue MP70 | IBP: P2
8724 | Non-specific Pressure 3 Wave | - |  | Double | Waveforms | IntelliVue MP70 | Waves: P3
8725 | Generic Invasive Blood Pressure P3 | - | Available on IntelliVue devices. | Double | VitalSigns | IntelliVue MP70 | IBP: P3
8726 | Generic Invasive Blood Pressure P3 Systolic | - |  | Double | VitalSigns | IntelliVue MP70 | IBP: P3
8727 | Generic Invasive Blood Pressure P3 Diastolic | - |  | Double | VitalSigns | IntelliVue MP70 | IBP: P3
8728 | Generic Invasive Blood Pressure P3 Mean | - |  | Double | VitalSigns | IntelliVue MP70 | IBP: P3
8729 | Non-specific Pressure 4 Wave | - |  | Double | Waveforms | IntelliVue MP70 | Waves: P4
8730 | Generic Invasive Blood Pressure P4 | - | Available on IntelliVue devices. | Double | VitalSigns | IntelliVue MP70 | IBP: P4
8731 | Generic Invasive Blood Pressure P4 Systolic | - |  | Double | VitalSigns | IntelliVue MP70 | IBP: P4
8732 | Generic Invasive Blood Pressure P4 Diastolic | - |  | Double | VitalSigns | IntelliVue MP70 | IBP: P4
8733 | Generic Invasive Blood Pressure P4 Mean | - |  | Double | VitalSigns | IntelliVue MP70 | IBP: P4
8734 | Non-specific Pressure 5 Wave | - |  | Double | Waveforms | IntelliVue MP70 | Waves: P_5
8735 | Generic Invasive Blood Pressure P5 | - | Available on IntelliVue devices. | Double | VitalSigns | IntelliVue MP70 | IBP: P5
8736 | Generic Invasive Blood Pressure P5 Systolic | - |  | Double | VitalSigns | IntelliVue MP70 | IBP: P5
8737 | Generic Invasive Blood Pressure P5 Diastolic | - |  | Double | VitalSigns | IntelliVue MP70 | IBP: P5
8738 | Generic Invasive Blood Pressure P5 Mean | - |  | Double | VitalSigns | IntelliVue MP70 | IBP: P5
8739 | Non-specific Pressure 6 Wave | - |  | Double | Waveforms | IntelliVue MP70 | Waves: P_6
8740 | Generic Invasive Blood Pressure P6 | - | Available on IntelliVue devices. | Double | VitalSigns | IntelliVue MP70 | IBP: P6
8741 | Generic Invasive Blood Pressure P6 Systolic | - |  | Double | VitalSigns | IntelliVue MP70 | IBP: P6
8742 | Generic Invasive Blood Pressure P6 Diastolic | - |  | Double | VitalSigns | IntelliVue MP70 | IBP: P6
8743 | Generic Invasive Blood Pressure P6 Mean | - |  | Double | VitalSigns | IntelliVue MP70 | IBP: P6
8744 | Non-specific Pressure 7 Wave | - |  | Double | Waveforms | IntelliVue MP70 | Waves: P_7
8745 | Generic Invasive Blood Pressure P7 | - | Available on IntelliVue devices. | Double | VitalSigns | IntelliVue MP70 | IBP: P7
8746 | Generic Invasive Blood Pressure P7 Systolic | - |  | Double | VitalSigns | IntelliVue MP70 | IBP: P7
8747 | Generic Invasive Blood Pressure P7 Diastolic | - |  | Double | VitalSigns | IntelliVue MP70 | IBP: P7
8748 | Generic Invasive Blood Pressure P7 Mean | - |  | Double | VitalSigns | IntelliVue MP70 | IBP: P7
8749 | Non-specific Pressure 8 Wave | - |  | Double | Waveforms | IntelliVue MP70 | Waves: P_8
8750 | Generic Invasive Blood Pressure P8 | - | Available on IntelliVue devices. | Double | VitalSigns | IntelliVue MP70 | IBP: P8
8751 | Generic Invasive Blood Pressure P8 Systolic | - |  | Double | VitalSigns | IntelliVue MP70 | IBP: P8
8752 | Generic Invasive Blood Pressure P8 Diastolic | - |  | Double | VitalSigns | IntelliVue MP70 | IBP: P8
8753 | Generic Invasive Blood Pressure P8 Mean | - |  | Double | VitalSigns | IntelliVue MP70 | IBP: P8
8754 | Intra-Uterine Pressure (IUP) Wave | - |  | Double | Waveforms | IntelliVue MP70 | Waves: IUP
8755 | Intra-Uterine Pressure | - |  | Double | VitalSigns | IntelliVue MP70 | IBP: IUP
8756 | Intra-Uterine Pressure Systolic | - |  | Double | VitalSigns | IntelliVue MP70 | Available only in revF or earlier
8757 | Intra-Uterine Pressure Diastolic | - |  | Double | VitalSigns | IntelliVue MP70 | Available only in revF or earlier
8758 | Intra-Uterine Pressure Mean | - |  | Double | VitalSigns | IntelliVue MP70 | Available only in revF or earlier
8760 | Unspecified Blood Pressure | - |  | Double | VitalSigns | IntelliVue MP70 | IBP: P
8761 | Unspecified Blood Pressure Systolic | - |  | Double | VitalSigns | IntelliVue MP70 | Available only in revF or earlier
8762 | Unspecified Blood Pressure Diastolic | - |  | Double | VitalSigns | IntelliVue MP70 | Available only in revF or earlier
8763 | Unspecified Blood Pressure Mean | - |  | Double | VitalSigns | IntelliVue MP70 | Available only in revF or earlier
8788 | Airway Flow Wave | - |  | Double | Waveforms | IntelliVue MP70 | Waves: AWF
8789 | Auxiliary Wave/Parameter | - |  | Double | VitalSigns | IntelliVue MP70 | Available only in revF or earlier
8790 | Global Ejection Fraction (2) | - | This is the device's measurement with label="NLS_NOM_EMFC_GEF" and physio_id="NOM_METRIC_NOS". See also 7810. | Double | VitalSigns | IntelliVue MP70 | Available only in revF or earlier
8791 | Pulmonary Vascular Permeability Index (2) | - | This is the device's measurement with label="NLS_NOM_EMFC_PVPI" and physio_id="NOM_METRIC_NOS". See also variable 6493. | Double | VitalSigns | IntelliVue MP70 | Available only in revF or earlier
8793 | Pressure Drop | - |  | Double | OtherMeasuredData | IntelliVue MP70 | DP
8803 | Replacement Pre-delivered Rate Setting | - |  | Double | Settings | IntelliVue MP70 | sRPrFl
8804 | Replacement Post-delivered Rate Setting | - |  | Double | Settings | IntelliVue MP70 | sRPoFl
8805 | Pre-blood Flow Rate Setting | - |  | Double | Settings | IntelliVue MP70 | sPBPFl
8806 | Patient Weight Balance Setting | - |  | Double | Settings | IntelliVue MP70 | sWTbal
8808 | Anticoagulant Bolus Interval Setting | - |  | Double | Settings | IntelliVue MP70 | sBolIn
8809 | Anticoagulant Infusion Rate Setting | - |  | Double | Settings | IntelliVue MP70 | sHepRt
8810 | Ultrafiltration Ratio Setting | - |  | Double | Settings | IntelliVue MP70 | sUFR
8811 | Therapy Elapsed Time | - |  | Double | OtherMeasuredData | IntelliVue MP70 | RunTi
8812 | Airway Volume | - |  | Double | VitalSigns | IntelliVue MP70 | Available only in revF or earlier
8813 | Processed Cumulated Blood Volume | - |  | Double | VitalSigns | IntelliVue MP70 | BVolPr
8814 | Replacement Pre-delivered Cumulated Volume | - |  | Double | VitalSigns | IntelliVue MP70 | RpreC
8815 | Replacement Post-delivered Cumulated Volume | - | This variable is associated with ChannelID identifier. | Double | VitalSigns | IntelliVue MP70 | Vdpo/h / RpostC
8816 | Pre-blood Cumulated Volume | - | This variable is associated with ChannelID identifier. | Double | VitalSigns | IntelliVue MP70 | VPBP/h / PreBC
8835 | Syringe Speed | - |  | Double | OtherMeasuredData | IntelliVue MP70 | Vsyr/h
8851 | Maximum Volume Gain Setting | - |  | Double | Settings | IntelliVue MP70 | sMaxG
8853 | Patient Fluid Balance | - |  | Double | VitalSigns | IntelliVue MP70 | Wtcum
8857 | Arterial Blood Pressure (ABP) Wave | - |  | Double | Waveforms | IntelliVue MP70 | Waves: ABP
8858 | Arterial Blood Pressure (ART) Wave | - |  | Double | Waveforms | IntelliVue MP70 | Waves: ART
8859 | Pulmonary Arterial Pressure (PAP) Wave | - |  | Double | Waveforms | IntelliVue MP70 | Waves: PAP
8860 | Central Venous Pressure (CVP) Wave | - |  | Double | Waveforms | IntelliVue MP70 | Waves: CVP
8861 | Right Atrial Pressure (RAP) Wave | - |  | Double | Waveforms | IntelliVue MP70 | Waves: RAP
8862 | Left Atrial Pressure (LAP) Wave | - |  | Double | Waveforms | IntelliVue MP70 | Waves: LAP
8863 | Intra-cranial Pressure (ICP) Wave | - |  | Double | Waveforms | IntelliVue MP70 | Waves: ICP
8864 | Umbilical Arterial Pressure (UAP) Wave | - |  | Double | Waveforms | IntelliVue MP70 | Waves: UAP
8865 | Umbilical Venous Pressure (UVP) Wave | - |  | Double | Waveforms | IntelliVue MP70 | Waves: UVP
8866 | Airway CO2 Level Waveform | - |  | Double | Waveforms | IntelliVue MP70 | Waves: CO2
8867 | Airway O2 Wave | - |  | Double | Waveforms | IntelliVue MP70 | Waves: O2
8868 | Airway N2 Wave | - |  | Double | Waveforms | IntelliVue MP70 | Waves: N2
8869 | Generic Agent Wave (2nd) | - |  | Double | Waveforms | IntelliVue MP70 | Waves: AGTs
8870 | Impedance Respiration Wave | - |  | Double | Waveforms | IntelliVue MP70 | Waves: Resp
8871 | Brachial Arterial Pressure (BAP) Wave | - |  | Double | Waveforms | IntelliVue MP70 | Waves: BAP
8872 | Intracranial Pressure 1 (IC1) Wave | - |  | Double | Waveforms | IntelliVue MP70 | Waves: IC1
8873 | Intracranial Pressure 2 (IC2) Wave | - |  | Double | Waveforms | IntelliVue MP70 | Waves: IC2
8874 | Femoral Arterial Pressure (FAP) Wave | - |  | Double | Waveforms | IntelliVue MP70 | Waves: FAP
8875 | Vector ECG Wave | - |  | Double | Waveforms | IntelliVue MP70 | Waves: vECG
8889 | Transcutaneous Heater Power | - |  | Double | OtherMeasuredData | IntelliVue MP70 | HeatPa
8939 | BIS Standard Deviation | - | This variable is associated with ChannelID identifier. | Double | VitalSigns | IntelliVue MP70 | sdBISl/sdBISr
8940 | EMG Standard Deviation (BIS) | - | This variable is associated with ChannelID identifier. | Double | VitalSigns | IntelliVue MP70 | sdEMGl/sdEMGr
8941 | Asymmetric Index | - | This variable is associated with ChannelID identifier. | Double | VitalSigns | IntelliVue MP70 | ASYM/ASYM L/ASYM R
9037 | O2 Consumption Index Estimate | - |  | Double | VitalSigns | IntelliVue MP70 | iVO2Ie
9110 | Aortic Blood Pressure (Ao) | - | Available on IntelliVue devices with firmware revision G or later. Arterial Blood Pressure in the Aorta (NOM_PRESS_BLD_AORT). | Double | VitalSigns | Common | IBP: Ao
9111 | Umbilical Arterial Pressure (UAP) | - | Available on IntelliVue devices with firmware revision G or later. | Double | VitalSigns | Common | IBP: UAP
9112 | Umbilical Venous Pressure (UVP) | - | Available on IntelliVue devices with firmware revision G or later. | Double | VitalSigns | Common | IBP: UVP
9154 | Humidifier Activation Status | - |  | Double | DeviceInfo | IntelliVue MP70 | sHmCtl
9155 | Nebulizer Time Setting | - |  | Double | Settings | IntelliVue MP70 | sNebTi
9165 | Edi Diaphragm Electrical Activity Waveform | - |  | Double | Waveforms | IntelliVue MP70 | Waves: EDI
9166 | Peak Diaphragm Electrical Activity (Edi) | - |  | Double | VitalSigns | IntelliVue MP70 | Edimax
9167 | Minimum Diaphragm Electrical Activity (Edi) | - |  | Double | VitalSigns | IntelliVue MP70 | Edimin
9168 | % Edi Trigger In NAVA | - |  | Double | VitalSigns | IntelliVue MP70 | %EdiTr
9169 | % Edi Cycle Off In NAVA | - |  | Double | VitalSigns | IntelliVue MP70 | %EdiCy
9170 | NAVA Level Setting | - |  | Double | Settings | IntelliVue MP70 | sNAVA
9171 | Edi Trigger Setting | - |  | Double | Settings | IntelliVue MP70 | sEdiTr
9196 | Patient Body Mass Index (BMI) | - |  | Double | PatientInfo | IntelliVue MP70 | BMI
9270 | Maximum Positive Auxiliary Pressure | - |  | Double | VitalSigns | IntelliVue MP70 | Pxpeak
9271 | Mean Positive Auxiliary Pressure | - |  | Double | VitalSigns | IntelliVue MP70 | Pxmean
9272 | Minimum Positive Auxiliary Pressure | - |  | Double | VitalSigns | IntelliVue MP70 | Pxmin
9286 | Patient CO2 Production Indexed By Body Surface | - |  | Double | VitalSigns | IntelliVue MP70 | VCO2m²
9287 | Patient CO2 Production Indexed By Body Weight | - |  | Double | VitalSigns | IntelliVue MP70 | VCO2kg
9288 | Tidal Volume Indexed By Body Weight | - |  | Double | VitalSigns | IntelliVue MP70 | TV/kg
9314 | Functional Residual Capacity | - |  | Double | VitalSigns | IntelliVue MP70 | FRC
9315 | Corrected QT Interval (QTc) | - |  | Double | VitalSigns | IntelliVue MP70 | ECG: QTc
9317 | Airway N2 Concentration | - | Measurement from VueLink | Double | VitalSigns | IntelliVue MP70 | N2
9318 | Airway Agent Concentration | - | Measurement from VueLink. This variable is associated with a SourceID identifier. | Double | VitalSigns | IntelliVue MP70 | AGT
9321 | Respiration Rate (Spirometry) | - |  | Double | VitalSigns | IntelliVue MP70 | RRspir
9323 | QT Heart Rate (QT-HR) | - | QT heart rate | Double | VitalSigns | IntelliVue MP70 | ECG: QT-HR
9324 | Delta QTc | - |  | Double | VitalSigns | IntelliVue MP70 | ECG: DeltaQTc
9329 | Humidification Type Setting | - |  | Double | Settings | IntelliVue MP70 | sHumid
9336 | Normalized Rapid Shallow Breathing Index | - |  | Double | VitalSigns | IntelliVue MP70 | RSBInm
9337 | Percent of Spontaneous Inspiratory Time | - |  | Double | VitalSigns | IntelliVue MP70 | Tin/Tt
9408 | Energy Balance Calculated by Metabolics | - |  | Double | VitalSigns | IntelliVue MP70 | dE
9437 | Alveolar Volume | - |  | Double | VitalSigns | IntelliVue MP70 | Valv
9438 | Apparatus Dead Space | - |  | Double | VitalSigns | IntelliVue MP70 | appVd
9439 | Pleth (Pre-Ductal) | - | Pulse Rate from Plethysmogram (pre ductal) | Double | VitalSigns | IntelliVue MP70 | Pulse
9440 | Pleth (Post-Ductal) | - | Pulse Rate from Plethysmogram (post ductal) | Double | VitalSigns | IntelliVue MP70 | Pulse
9441 | Relative Perfusion (Pre-Ductal) | - |  | Double | VitalSigns | IntelliVue MP70 | PerfPr
9442 | Relative Perfusion (Post-Ductal) | - |  | Double | VitalSigns | IntelliVue MP70 | PerfPo
9444 | Cardioplegia Main Pump Time of Current Plegia Session | - |  | Double | VitalSigns | IntelliVue MP70 | CpOnTi
9445 | Cardioplegia Main Pump Time Since Stop of Plegia Session | - |  | Double | VitalSigns | IntelliVue MP70 | CpOffT
9446 | Cardioplegia Main Pump Total Plegia Time | - |  | Double | VitalSigns | IntelliVue MP70 | CpPlTi
9447 | Cardioplegia Slave Pump Time Since Start of Current Plegia Session | - |  | Double | VitalSigns | IntelliVue MP70 | CsOnTi
9448 | Cardioplegia Slave Pump Time Since Stop of Plegia Session | - |  | Double | VitalSigns | IntelliVue MP70 | CsOffT
9449 | Cardioplegia Slave Pump Total Plegia Time | - |  | Double | VitalSigns | IntelliVue MP70 | CsPlTi
9453 | PAV-based Lung Compliance | - |  | Double | VitalSigns | IntelliVue MP70 | Cpav
9454 | PAV-based Patient Resistance | - |  | Double | VitalSigns | IntelliVue MP70 | Rpav
9455 | PAV-based Total Resistance Estimate | - |  | Double | VitalSigns | IntelliVue MP70 | Rtot
9456 | PAV-based Lung Elastance | - |  | Double | VitalSigns | IntelliVue MP70 | Epav
9467 | Backup Inspiratory Pressure Setting | - |  | Double | Settings | IntelliVue MP70 | sPIbak
9476 | Percent of Leakage | - |  | Double | OtherMeasuredData | IntelliVue MP70 | %Leak
9485 | Maximum Inspiratory Time Setting | - |  | Double | Settings | IntelliVue MP70 | sTimax
9585 | Plateau Time | - |  | Double | VitalSigns | IntelliVue MP70 | PlatTi
9586 | QT Baseline | - |  | Double | VitalSigns | IntelliVue MP70 | ECG: QT Bsl
9587 | QT Heart Rate Baseline | - |  | Double | VitalSigns | IntelliVue MP70 | ECG: QTHRBl
9588 | High Density Lipoprotein | - |  | Double | VitalSigns | IntelliVue MP70 | HDL
9589 | Low Density Lipoprotein | - |  | Double | VitalSigns | IntelliVue MP70 | LDL
9590 | C-reactive Protein | - |  | Double | VitalSigns | IntelliVue MP70 | CRP
9591 | Urine Hemoglobin | - |  | Double | VitalSigns | IntelliVue MP70 | UrHb
9595 | Noninvasive Total Hemoglobin (SpHb) | - |  | Double | VitalSigns | IntelliVue MP70 | SpHb
9596 | Noninvasive Oxygen Content (SpOC) | - |  | Double | VitalSigns | IntelliVue MP70 | SpOC
9597 | Noninvasive Carboxyhemoglobin (SpCO) | - |  | Double | VitalSigns | IntelliVue MP70 | SpCO
9598 | Noninvasive Methemoglobin (SpMet) | - |  | Double | VitalSigns | IntelliVue MP70 | SpMet
9600 | Pleth Variability Index (PVI) | - |  | Double | VitalSigns | IntelliVue MP70 | PVI
9603 | Regional O2 Saturation (rSO2) | - |  | Double | VitalSigns | Common
9605 | rSO2 Area Under Curve (AUC) | - | This variable is associated with ChannelID identifier. | Double | VitalSigns | IntelliVue MP70 | AUC_1/AUC_2/AUC_3/AUC_4/AUC_5/AUC_6
9610 | Generic O2 Saturation (3) | - |  | Double | VitalSigns | IntelliVue MP70 | SO2 3
9611 | Generic O2 Saturation (4) | - |  | Double | VitalSigns | IntelliVue MP70 | SO2 4
9612 | Tissue O2 Saturation (StO2) | - |  | Double | VitalSigns | IntelliVue MP70 | StO2
9613 | Nitrogen Balance (NsLoss) | - |  | Double | VitalSigns | IntelliVue MP70 | NsLoss
52523 | Inspired O2 Concentration | % | See variable 52527 for partial pressure | Double | VitalSigns | IntelliVue MP70 | O2
52527 | Inspired O2 Partial Pressure | mmHg | This variable is calculated from variable 52523 and will output inspired O2 partial pressure. | Double | VitalSigns