## Sheet1
ID | Label | Unit | Description | Type | Group | Device | Source
2 | NIBP Systolic | - |  | Double | VitalSigns | Common | NBP
3 | NIBP Diastolic | - |  | Double | VitalSigns | Common | NBP
4 | NIBP Mean | - |  | Double | VitalSigns | Common | NBP
7 | Patient Delta Temperature | - |  | Double | VitalSigns | Common | DeltaTemp
14 | SpO2 | - |  | Double | VitalSigns | Common | SpO2
16 | NIBP Pulse Rate | - |  | Double | VitalSigns | IntelliVue MX800 | Pulse
19 | ECG Heart Rate | - |  | Double | VitalSigns | Common | ECG: HR
22 | Respiration Rate | - |  | Double | VitalSigns | Common | RR
26 | Device Inactivation Status | unitless | Possible values: "enabled" and "audio-paused". See "Multiset Alarms" on help file. | String | DeviceInfo | Common | Alarms
28 | Active Alarms | unitless | See "Multiset Alarms" on help file. | Double (Multiset) | Alarms | Common | Alarms
Consult detailed help for more information on this variable
29 | Latched Alarms | unitless | See "Multiset Alarms" on help file. | Double (Multiset) | Alarms | Common | Alarms
Consult detailed help for more information on this variable
33 | Inactive Alarms | unitless | See "Multiset Alarms" on help file. | Double (Multiset) | Alarms | Common | Alarms
Consult detailed help for more information on this variable
34 | General ST Level 1 | - | Physiological identifier: NOM_ECG_AMPL_ST_I | Double | VitalSigns | Common | ECG: ST
35 | General ST Level 2 | - | Physiological identifier: NOM_ECG_AMPL_ST_II | Double | VitalSigns | Common | ECG: ST
36 | General ST Level 3 | - | Physiological identifier: NOM_ECG_AMPL_ST_III | Double | VitalSigns | Common | ECG: ST
45 | Temperature 3 | - |  | Double | VitalSigns | IntelliVue MX800 | Available only in revF or earlier
46 | Temperature 4 | - |  | Double | VitalSigns | IntelliVue MX800 | Available only in revF or earlier
48 | O2 Saturation (SO2) | - |  | Double | VitalSigns | IntelliVue MX800 | SO2
113 | Pleth Waveform | - |  | Double | Waveforms | IntelliVue MX800 | Waves: Pleth
127 | ECG Measurement Status | - | ECG Rhythm Status | Double | OtherMeasuredData | Common | ECG Status (on IntelliVue)
Consult detailed help for more information on this variable
169 | Patient Age | - | Patient age. The Monitor device calculates the age of the patient from the birth data manually entered on the Monitor. | Double | PatientInfo | Common | Patient Demographics
170 | Patient Sex | unitless | Possible values: "unknown", "male", "female", and "unspecified". | String | PatientInfo | Common | Patient Demographics
405 | Generic O2 Saturation (1) | - |  | Double | VitalSigns | IntelliVue MX800 | SO2 1
406 | Generic O2 Saturation (2) | - |  | Double | VitalSigns | IntelliVue MX800 | SO2 2
414 | Cardiac Output | - |  | Double | VitalSigns | IntelliVue MX800 | C.O.
465 | Fetal Heart Rate (FHR) | - | This variable is associated with ChannelID identifier. | Double | VitalSigns | IntelliVue MX800 | DFHR/DFHR1/DFHR2/DFHR3
467 | Fetal Beat-to-Beat Rate (FHR) | - | This variable is associated with ChannelID identifier. | Double | VitalSigns | IntelliVue MX800 | bDFHR/bDFHR1/bDFHR2/bDFHR3
469 | TOCO | - |  | Double | VitalSigns | IntelliVue MX800 | Toco
497 | ECG Lead Name | - | Physiological identifier: NOM_ECG_AMPL_ST | Double | OtherMeasuredData | Common | Available only in revF or earlier
501 | Arterial Pressure (ART) Systolic | - |  | Double | VitalSigns | Common | IBP: ART
502 | Arterial Pressure (ART) Diastolic | - |  | Double | VitalSigns | Common | IBP: ART
503 | Arterial Pressure (ART) Mean | - |  | Double | VitalSigns | Common | IBP: ART
512 | Left Atrial Mean Pressure (LAP) | - |  | Double | VitalSigns | Common | IBP: LAP
519 | Central Venous Pressure (CVP) | - | Available on IntelliVue devices with firmware revision G or later. | Double | VitalSigns | Common | IBP: CVP
538 | Device Language | unitless | Consult detailed help for more information on this variable | String | DeviceInfo | Common | System Information
591 | ECG Lead II | - |  | Double | VitalSigns | IntelliVue MX800 | Available only in revF or earlier
592 | Airway N2O Concentration | - | Measurement from VueLink | Double | VitalSigns | IntelliVue MX800 | N2O
593 | Inspired Desflurane | - |  | Double | VitalSigns | IntelliVue MX800 | DES
595 | Inspired Sevoflurane | - |  | Double | VitalSigns | IntelliVue MX800 | SEV
597 | Fresh Gas Agent Value | - |  | Double | VitalSigns | IntelliVue MX800 | fgAGT
598 | Fresh Gas Halothane | - |  | Double | VitalSigns | IntelliVue MX800 | fgHAL
599 | Fresh Gas Enflurane | - |  | Double | VitalSigns | IntelliVue MX800 | fgENF
600 | Fresh Gas Isoflurane | - |  | Double | VitalSigns | IntelliVue MX800 | fgISO
601 | Inspired Halothane | - |  | Double | VitalSigns | IntelliVue MX800 | HAL
603 | Inspired Enflurane | - |  | Double | VitalSigns | IntelliVue MX800 | ENF
605 | Inspired Isoflurane | - |  | Double | VitalSigns | IntelliVue MX800 | ISO
608 | End Tidal CO2 | - |  | Double | VitalSigns | Common | CO2
616 | Airway Pressure | - | Measured in the inspiratory path. | Double | VitalSigns | IntelliVue MX800 | AWPin
618 | Airway N2O Wave | - |  | Double | Waveforms | IntelliVue MX800 | Waves: N2O
620 | Halothane Concentration Wave | - |  | Double | Waveforms | IntelliVue MX800 | Waves: HAL
621 | Enflurane Concentration Wave | - |  | Double | Waveforms | IntelliVue MX800 | Waves: ENF
622 | Isoflurane Concentration Wave | - |  | Double | Waveforms | IntelliVue MX800 | Waves: ISO
623 | Desflurane Concentration Wave | - |  | Double | Waveforms | IntelliVue MX800 | Waves: DES
624 | Sevoflurane Concentration Wave | - |  | Double | Waveforms | IntelliVue MX800 | Waves: SEV
625 | Apnea Duration | - | This is the device's measurement with label="NLS_NOM_TIME_PD_APNEA" and physio_id="NOM_TIME_PD_APNEA". | Double | VitalSigns | IntelliVue MX800 | ApneaD
626 | End Tidal CO2 | - |  | Double | VitalSigns | IntelliVue MX800 | CRT
630 | Cardiac Beat-to-Beat Rate | - | Cardiac Beat-to-Beat Rate (NOM_ECG_CARD_BEAT_RATE_BTB). | Double | VitalSigns | Common | ECG: btbHR
633 | Airway Delta O2 Concentration | - |  | Double | VitalSigns | IntelliVue MX800 | VENT: DeltaO2
649 | Cardiac Output Index | - |  | Double | VitalSigns | IntelliVue MX800 | C.I.
650 | Stroke Volume | - |  | Double | VitalSigns | IntelliVue MX800 | SV
651 | Stroke Volume Index | - |  | Double | VitalSigns | IntelliVue MX800 | SI
654 | Systemic Vascular Resistance | - |  | Double | VitalSigns | IntelliVue MX800 | SVR
669 | Normalized Ionized Calcium Concentration (Ca) | - |  | Double | VitalSigns | IntelliVue MX800 | iCa-N
678 | Potassium Ion Concentration (K+) | - |  | Double | VitalSigns | IntelliVue MX800 | Available only in revF or earlier
696 | QT Interval (QT) | - |  | Double | VitalSigns | IntelliVue MX800 | ECG: QT
764 | Device Specification ID | unitless | Variables 764, 765 and 4201 must be interpreted conjointly. | String (Multiset) | DeviceInfo | Common | System Information
Consult detailed help for more information on this variable
765 | Device Specification Type | unitless | Variables 764, 765 and 4201 must be interpreted conjointly. | String (Multiset) | DeviceInfo | Common | System Information
Consult detailed help for more information on this variable
794 | Pleth Wave (2) | - |  | Double | Waveforms | IntelliVue MX800 | Waves: PLETH2
854 | Total Number of Used Disposable | - |  | Double | DeviceInfo | IntelliVue MX800 | nFilt
946 | Cumulated Syringe Infused Volume | - |  | Double | OtherMeasuredData | IntelliVue MX800 | SyrC
966 | Current Therapy Time | - |  | Double | OtherMeasuredData | IntelliVue MX800 | FiltTi
1043 | Manually Entered Hematocrit | - |  | Double | Settings | IntelliVue MX800 | scHCTi
1055 | Infusion Drug Name | - |  | Double | PatientInfo | IntelliVue MX800 | sDrug
1072 | Infusion Time Remaining | - |  | Double | VitalSigns | IntelliVue MX800 | InfTim
1095 | Infusion Dose Rate Setting | - |  | Double | Settings | IntelliVue MX800 | sDosRt
1096 | Volume To Be Infused Original Setting | - |  | Double | Settings | IntelliVue MX800 | sVtot
1110 | KVO Rate Setting | - |  | Double | Settings | IntelliVue MX800 | sKVO
1186 | Inspired Minute Volume | - |  | Double | VitalSigns | IntelliVue MX800 | MINVOL
1190 | I:E Ratio | - | This variable contains expiratory component of I:E Ratio assuming that the inspiratory component is "1". | Double | VitalSigns | IntelliVue MX800 | I:E 1:
1208 | SpO2 | - |  | Double | VitalSigns | IntelliVue MX800 | Available only in revF or earlier
1220 | Patient Birth Date | unitless | Format: 14 ascii digits string of "YYYYMMDDhhmmss" | String | PatientInfo | Common | Patient Demographics
1234 | SpO2 (Pre-Ductal) | - |  | Double | VitalSigns | IntelliVue MX800 | SpO2pr
1236 | SpO2 (Post-Ductal) | - |  | Double | VitalSigns | IntelliVue MX800 | SpO2po
1244 | ECG Lead III | - |  | Double | VitalSigns | IntelliVue MX800 | Available only in revF or earlier
1246 | Hematocrit | - |  | Double | VitalSigns | IntelliVue MX800 | Hct
1250 | Pulmonary Vascular Resistance | - |  | Double | VitalSigns | IntelliVue MX800 | PVR
1251 | Body Surface Area | - |  | Double | PatientInfo | IntelliVue MX800 | BSA
1255 | ECG Lead MCL1 | - | Physiological identifier: NOM_ECG_AMPL_ST_MCL | Double | VitalSigns | Common | ECG: ST
1257 | ECG Lead V1 | - | Physiological identifier: NOM_ECG_AMPL_ST_V1 | Double | VitalSigns | Common | ECG: ST
1258 | ECG Lead V6 | - | Physiological identifier: NOM_ECG_AMPL_ST_V6 | Double | VitalSigns | Common | ECG: ST
1259 | ECG Lead aVL | - | Physiological identifier: NOM_ECG_AMPL_ST_AVL | Double | VitalSigns | Common | ECG: ST
1260 | ECG Lead aVF | - | Physiological identifier: NOM_ECG_AMPL_ST_AVF | Double | VitalSigns | Common | ECG: ST
1261 | ECG Lead aVR | - | Physiological identifier: NOM_ECG_AMPL_ST_AVR | Double | VitalSigns | Common | ECG: ST
1262 | ECG Lead V2 | - | Physiological identifier: NOM_ECG_AMPL_ST_V2 | Double | VitalSigns | Common | ECG: ST
1263 | ECG Lead V3 | - | Physiological identifier: NOM_ECG_AMPL_ST_V3 | Double | VitalSigns | Common | ECG: ST
1264 | ECG Lead V4 | - | Physiological identifier: NOM_ECG_AMPL_ST_V4 | Double | VitalSigns | Common | ECG: ST
1265 | ECG Lead V5 | - | Physiological identifier: NOM_ECG_AMPL_ST_V5 | Double | VitalSigns | Common | ECG: ST
1283 | Patient Temperature | - | This variable is associated with a SourceID Identifier. | Double | VitalSigns | IntelliVue MX800 | Infrared Temp
1286 | Micro Environment Air Temperature | - |  | Double | OtherMeasuredData | IntelliVue MX800 | INCUBATOR: Air T
1306 | Tidal Volume | - |  | Double | VitalSigns | IntelliVue MX800 | TV
1319 | Static Resistance | - |  | Double | VitalSigns | IntelliVue MX800 | Rstat
1321 | Tidal Volume Setting | - |  | Double | Settings | IntelliVue MX800 | sTV
1323 | Pressure Sensitivity Setting | - |  | Double | Settings | IntelliVue MX800 | sSenPr
1324 | Sigh Interval Setting | - |  | Double | Settings | IntelliVue MX800 | sTsigh
1325 | Sigh Volume Setting | - |  | Double | Settings | IntelliVue MX800 | sVsigh
1332 | Pressure Support Level Above PEEP Setting | - |  | Double | Settings | IntelliVue MX800 | sdPEEP
1333 | Spontaneous Minute Volume | - |  | Double | VitalSigns | IntelliVue MX800 | VENT: SpMV
1340 | Negative Inspiratory Pressure | - |  | Double | VitalSigns | IntelliVue MX800 | NgInsP
1342 | Peak Spontaneous Flow | - |  | Double | VitalSigns | IntelliVue MX800 | SpPkFl
1343 | Flow-by Base Flow Setting | - |  | Double | Settings | IntelliVue MX800 | VENT: sBasFl
1344 | Flow Sensitivity Setting | - |  | Double | Settings | IntelliVue MX800 | VENT: sSenFl
1348 | Expiratory Time | - |  | Double | VitalSigns | IntelliVue MX800 | ExpTi
1381 | Inspiratory Flow Setting | - |  | Double | Settings | IntelliVue MX800 | sInsFl
1382 | Expiratory Flow Setting | - |  | Double | Settings | IntelliVue MX800 | sExpFl
1383 | Inspiratory Flow Trigger Setting | - | Delivered by the Evita 2 VueLink Driver. | Double | Settings | IntelliVue MX800 | VENT: sTrgFl
1387 | APRV Low Pressure Setting | - |  | Double | Settings | IntelliVue MX800 | sPSVl
1389 | APRV High Pressure Setting | - |  | Double | Settings | IntelliVue MX800 | sPSVh
1391 | Apnea Time Setting | - |  | Double | Settings | IntelliVue MX800 | sAlnTi
1398 | Minute Volume Setting | - |  | Double | Settings | IntelliVue MX800 | sMV
1418 | Positive End Expiratory Pressure (PEEP) | - |  | Double | VitalSigns | IntelliVue MX800 | VENT: PEEP
1419 | Ventilator Work of Breathing | - |  | Double | VitalSigns | IntelliVue MX800 | WOBv
1422 | Rapid Shallow Breathing Index | - |  | Double | VitalSigns | IntelliVue MX800 | RSBI
1424 | Patient Work of Breathing | - |  | Double | VitalSigns | IntelliVue MX800 | WOBp
1435 | Systemic Vascular Resistance Index | - |  | Double | VitalSigns | IntelliVue MX800 | SVRI
1436 | Pulmonary Vascular Resistance Index | - |  | Double | VitalSigns | IntelliVue MX800 | PVRI
1442 | Continuous Cardiac Output | - |  | Double | VitalSigns | IntelliVue MX800 | CCO
1443 | Continuous Cardiac Output Index | - |  | Double | VitalSigns | IntelliVue MX800 | CCI
1451 | Pump Infusion Status | - |  | Double | DeviceInfo | IntelliVue MX800 | PuStat
1463 | Hemoglobin (Hb) | - | This variable is associated with SourceID identifier. | Double | VitalSigns | IntelliVue MX800 | sHb
1464 | Pleth Wave (Pre-Ductal) | - |  | Double | Waveforms | IntelliVue MX800 | Waves: PLTHpr
1465 | Pleth Wave (Post-Ductal) | - |  | Double | Waveforms | IntelliVue MX800 | Waves: PLTHpo
1466 | Arterial Venous O2 Content Difference | - |  | Double | VitalSigns | IntelliVue MX800 | Ca-vO2
1467 | O2 Delivery (DO2) | - |  | Double | VitalSigns | IntelliVue MX800 | DO2
1469 | O2 Extraction Ratio (O2ER) | - |  | Double | VitalSigns | IntelliVue MX800 | O2ER
1471 | O2 Delivery Index (DO2I) | - |  | Double | VitalSigns | IntelliVue MX800 | DO2I
1472 | O2 Consumption Index (VO2I) | - |  | Double | VitalSigns | IntelliVue MX800 | VO2I
1473 | Oxygenation Ratio (PaO2/FiO2) | - | PaO2 to FIO2 ratio expressed in mmHg to % ratio. | Double | VitalSigns | IntelliVue MX800 | PaFIO2
1475 | Physiologic Dead Space | - |  | Double | VitalSigns | IntelliVue MX800 | VENT: Vd
1477 | Alveolar Ventilation Volume (VA) | - |  | Double | VitalSigns | IntelliVue MX800 | VENT: ALVENT
1478 | Urea Nitrogen Concentration (BUN) | - |  | Double | VitalSigns | IntelliVue MX800 | BUN
1479 | Creatinine Concentration (Crea) | - | Measured by the i-Stat module. | Double | VitalSigns | IntelliVue MX800 | Crea
1480 | Plasma Osmolarity (Osm) | - |  | Double | VitalSigns | IntelliVue MX800 | PlOsm
1482 | Urine Creatinine | - |  | Double | VitalSigns | IntelliVue MX800 | UrCrea
1484 | Urine Potassium (K+) | - |  | Double | VitalSigns | IntelliVue MX800 | UrK
1486 | Urine Osmolarity | - |  | Double | VitalSigns | IntelliVue MX800 | UrOsm
1487 | Blood Urea Nitrogen Creatinine Ratio (BUN/cr) | - |  | Double | VitalSigns | IntelliVue MX800 | BUN/cr
1488 | Osmolar Clearance (COSM) | - |  | Double | VitalSigns | IntelliVue MX800 | COsm
1489 | Creatinine Clearance (CreaCl) | - |  | Double | VitalSigns | IntelliVue MX800 | CreaCl
1490 | Fractional Excretion of Sodium (FeNa) | - |  | Double | VitalSigns | IntelliVue MX800 | FeNa
1493 | Urine Serum Creatinine Ratio | - |  | Double | VitalSigns | IntelliVue MX800 | U/SCr
1495 | Urine Potassium Excretion | - |  | Double | VitalSigns | IntelliVue MX800 | UrKEx
1496 | Urine Sodium Excretion | - |  | Double | VitalSigns | IntelliVue MX800 | UrNaEx
1497 | Free Water Clearance (CH2O) | - |  | Double | VitalSigns | IntelliVue MX800 | CH2O
1520 | Inspired N2O | - |  | Double | VitalSigns | IntelliVue MX800 | N2O
1523 | Premature Ventricular Contractions | - |  | Double | VitalSigns | Common | ECG: PVC
1533 | LAP Systolic | - |  | Double | VitalSigns | Common | IBP: LAP
1534 | LAP Diastolic | - |  | Double | VitalSigns | Common | IBP: LAP
1540 | TcGas Heating Power | - |  | Double | DeviceInfo | IntelliVue MX800 | TCUT: HeatPw
1556 | Abdominal Fetal Heart Rate (FHR) | - |  | Double | VitalSigns | IntelliVue MX800 | aFHR
1557 | Abdominal Fetal Beat-to-Beat Rate (FHR) | - |  | Double | VitalSigns | IntelliVue MX800 | baFHR
1558 | Patient Activity Level (Movement) | - |  | Double | VitalSigns | IntelliVue MX800 | mAct
1559 | Patient Activity Level (Wearable) | - |  | Double | VitalSigns | IntelliVue MX800 | wAct
1569 | Minimum Airway Pressure | - |  | Double | VitalSigns | IntelliVue MX800 | AWPmin
1570 | P0.1 Occlusion Pressure | - |  | Double | VitalSigns | IntelliVue MX800 | VENT: Poccl
1573 | Patient CO2 Production | - | Volume of CO2 produced by respiration. | Double | VitalSigns | IntelliVue MX800 | VCO2
1574 | Relative Dead Space | - | Relative Dead Space Volume. | Double | VitalSigns | IntelliVue MX800 | VENT: relVd
1590 | Procalcitonin (PCT) | - |  | Double | VitalSigns | IntelliVue MX800 | PCT
1607 | Fetal Heart Rate (USound) | - | This variable is associated with ChannelID identifier. | Double | VitalSigns | IntelliVue MX800 | FHR/FHR1/FHR2/FHR3
1609 | Fetal Beat-to-Beat Rate (USound) | - | This variable is associated with ChannelID identifier. | Double | VitalSigns | IntelliVue MX800 | btbFHR/bFHR1/bFHR2/bFHR3
1630 | HFV Mean Pressure Setting | - |  | Double | Settings | IntelliVue MX800 | sHFMAP
1631 | HFV Tidal Volume Setting | - |  | Double | Settings | IntelliVue MX800 | sHFVTV
1645 | PAV-based Resistance Setting | - |  | Double | Settings | IntelliVue MX800 | sRppv
1646 | PAV-based Elastance Setting | - |  | Double | Settings | IntelliVue MX800 | sEppv
1703 | Abdominal TOCO | - |  | Double | VitalSigns | IntelliVue MX800 | aToco
1704 | Chest Movement Respiration Rate | - |  | Double | VitalSigns | IntelliVue MX800 | cmRR
1705 | Patient Movement Respiration Rate | - |  | Double | VitalSigns | IntelliVue MX800 | mRR
1706 | Patient Movement Pulse Rate | - |  | Double | VitalSigns | IntelliVue MX800 | mPulse
1707 | Respiration Signal Quality Index (Movement) | - |  | Double | OtherMeasuredData | IntelliVue MX800 | mSQI
1710 | Cardiac Power Index (CCO) | - |  | Double | VitalSigns | IntelliVue MX800 | CPI
1711 | Cardiac Power Output (CCO) | - |  | Double | VitalSigns | IntelliVue MX800 | CPO
1715 | Central Venous Pressure (Thermodilution) | - |  | Double | VitalSigns | IntelliVue MX800 | iCVP
1716 | Mean Arterial Pressure (Thermodilution) | - |  | Double | VitalSigns | IntelliVue MX800 | iARTm
1718 | Average Blood Temperature (Thermodilution) | - |  | Double | VitalSigns | IntelliVue MX800 | iAvgBT
1723 | O2 Delivery DO2 (Thermodilution) | - |  | Double | VitalSigns | IntelliVue MX800 | iDO2
1724 | O2 Consumption (Thermodilution) | - |  | Double | VitalSigns | IntelliVue MX800 | iVO2
1725 | O2 Consumption Index (Thermodilution) | - |  | Double | VitalSigns | IntelliVue MX800 | iVO2I
1733 | Global End-Diastolic Volume (Thermodilution) | - |  | Double | VitalSigns | IntelliVue MX800 | iGEDV
1734 | Global End-Diastolic Volum Index (Thermodilution) | - |  | Double | VitalSigns | IntelliVue MX800 | iGEDVI
1735 | Pulmonary Vascular Permeability Index (Thermodilution) | - |  | Double | VitalSigns | IntelliVue MX800 | iPVPI
1737 | Stroke Volume (Thermodilution) | - |  | Double | VitalSigns | IntelliVue MX800 | iSV
1738 | Stroke Volume Index (Thermodilution) | - |  | Double | VitalSigns | IntelliVue MX800 | iSI
1739 | O2 Consumption Estimate | - |  | Double | VitalSigns | IntelliVue MX800 | iVO2e
1745 | EEG1 Wave | - |  | Double | Waveforms | IntelliVue MX800 | Waves: EEG1
1746 | EEG2 Wave | - |  | Double | Waveforms | IntelliVue MX800 | Waves: EEG2
1747 | EEG3 Wave | - |  | Double | Waveforms | IntelliVue MX800 | Waves: EEG3
1748 | EEG4 Wave | - |  | Double | Waveforms | IntelliVue MX800 | Waves: EEG4
1751 | Spectral Edge Frequency | - |  | Double | VitalSigns | IntelliVue MX800 | EEG: SEF
1757 | Burst Suppression Ratio | - | This variable is associated with ChannelID identifier. | Double | VitalSigns | IntelliVue MX800 | BSR1/BSR2/BSR3/BSR4
1759 | Patient Energy Expenditure | - |  | Double | VitalSigns | IntelliVue MX800 | EE
1760 | Patient Respiratory Quotient | - |  | Double | VitalSigns | IntelliVue MX800 | RQ
1782 | Spectral Edge Frequency (CH3) | - |  | Double | VitalSigns | IntelliVue MX800 | EEG: Frequ3
1784 | Relative Power In Delta Band (CH3) | - |  | Double | VitalSigns | IntelliVue MX800 | Delta3
1785 | Relative Power In Theta Band (CH3) | - |  | Double | VitalSigns | IntelliVue MX800 | Theta3
1786 | Relative Power In Alpha Band (CH3) | - |  | Double | VitalSigns | IntelliVue MX800 | Alpha3
1787 | Relative Power In Beta Band (CH3) | - |  | Double | VitalSigns | IntelliVue MX800 | Beta3
1790 | Spectral Edge Frequency (CH4) | - |  | Double | VitalSigns | IntelliVue MX800 | SEF4
1792 | Relative Power In Delta Band (CH4) | - |  | Double | VitalSigns | IntelliVue MX800 | Delta4
1793 | Relative Power In Theta Band (CH4) | - |  | Double | VitalSigns | IntelliVue MX800 | Theta4
1794 | Relative Power In Alpha (CH4) | - |  | Double | VitalSigns | IntelliVue MX800 | Alpha4
1795 | Relative Power In Beta Band (CH4) | - |  | Double | VitalSigns | IntelliVue MX800 | Beta4
1911 | Device Unique ID | unitless |  | String | DeviceInfo | Common | System Information
1914 | Patient Bed ID | unitless | This variable contains a printable string identifying the system location. | String | PatientInfo | Common | System Information
1929 | Patient ID | unitless |  | String | PatientInfo | Common | Patient Demographics
1930 | Patient Name | unitless |  | String | PatientInfo | Common | Patient Demographics
1942 | Patient Comment Text | unitless |  | String (Multiset) | PatientInfo | Common | Patient Demographics
1955 | Patient Stress Index | - |  | Double | PatientInfo | IntelliVue MX800 | StrssI
1982 | Generic Patient Temperature | - |  | Double | VitalSigns | IntelliVue MX800 | Tbody
2049 | Breath Cycle Type | - |  | Double | DeviceInfo | IntelliVue MX800 | sCycTy
2077 | Airway Gas Flow Rate | - | Measured in the inspiratory path. | Double | VitalSigns | IntelliVue MX800 | VENT: AWFin
2092 | Inspired Minute Volume | - |  | Double | VitalSigns | IntelliVue MX800 | Available only in revF or earlier
2104 | Positive End Expiratory Pressure (PEEP) Setting | - |  | Double | Settings | IntelliVue MX800 | sEPAP
2163 | Spectral Edge Frequency - 1st EEG | - |  | Double | VitalSigns | IntelliVue MX800 | EEG: Frequ1
2167 | Bispectral Index | - | This variable is associated with ChannelID identifier. | Double | VitalSigns | IntelliVue MX800 | BIS L/BIS R
2168 | Total Power (Ch1) | - |  | Double | VitalSigns | IntelliVue MX800 | EEG: TP1
2169 | Spike Rate | - | This variable is associated with ChannelID identifier. | Double | VitalSigns | IntelliVue MX800 | BurstL/BurstR
2173 | Spectral Edge Frequency - 2nd EEG | - |  | Double | VitalSigns | IntelliVue MX800 | EEG: Frequ2
2178 | Total Power (Ch2) | - |  | Double | VitalSigns | IntelliVue MX800 | EEG: TP2
2182 | Narcotrend Index | - |  | Double | VitalSigns | IntelliVue MX800 | NI
2183 | Sharp Transient Intensity | - |  | Double | VitalSigns | IntelliVue MX800 | STI
2188 | Total Power Relative | - |  | Double | VitalSigns | IntelliVue MX800 | TPrel
2200 | Device Hardware Revision | unitless | This variable is obsolete because it may contains incorrect information. Please use variables 764, 765 and 4201 must be used instead. | String | DeviceInfo | Common | Obsolete Variables
2201 | Serial Number | unitless | This variable is obsolete because it may contains incorrect information. Please use variables 764, 765 and 4201 must be used instead. | String | DeviceInfo | Common | Obsolete Variables
2246 | O2 Flush Percentage Setting | - |  | Double | Settings | IntelliVue MX800 | sO2max
2250 | CO2 Tidal Production | - |  | Double | VitalSigns | IntelliVue MX800 | VCO2ti
2254 | Inspiratory Resistance | - |  | Double | VitalSigns | IntelliVue MX800 | Rinsp
2255 | Device Date/Time | unitless | Format: 16 ascii digits string of "YYYYMMDDhhmmssff", where the "ff" is second_fractions that is not used by IntelliVue monitors. | String | DeviceInfo | Common | System Information
2259 | Arterial BP Systolic | - |  | Double | VitalSigns | Common | IBP: ABP
2260 | Arterial BP Diastolic | - |  | Double | VitalSigns | Common | IBP: ABP
2261 | Arterial BP Mean | - |  | Double | VitalSigns | Common | IBP: ABP
2262 | Pulmonary Artery BP - Systolic | - |  | Double | VitalSigns | Common | IBP: PAP
2263 | Pulmonary Artery BP - Diastolic | - |  | Double | VitalSigns | Common | IBP: PAP
2264 | Pulmonary Artery BP Mean | - |  | Double | VitalSigns | Common | IBP: PAP
2271 | Right Atrial Pressure (RAP) | - | Available on IntelliVue devices with firmware revision G or later. | Double | VitalSigns | Common | IBP: RAP
2272 | Left Atrial Pressure (LAP) | - | Available on IntelliVue devices with firmware revision G or later. | Double | VitalSigns | Common | IBP: LAP
2273 | Intra Cranial Pressure (ICP) | - | Available on IntelliVue devices with firmware revision G or later. | Double | VitalSigns | Common | IBP: ICP
2317 | Pulmonary Artery Wedge Pressure | - |  | Double | VitalSigns | IntelliVue MX800 | IBP: PAWP
2321 | Generic NIBP Systolic Pressure | - | This variable is same as variable 2, except that the early estimated values are marked as NonSignificant in this variable. | Double | VitalSigns | Common | NBP
2322 | Generic NIBP Diastolic Pressure | - | This variable is same as variable 3, except that the early estimated values are marked as NonSignificant in this variable. | Double | VitalSigns | Common | NBP
2323 | Generic NIBP Mean Pressure | - | This variable is same as variable 4, except that the early estimated values are marked as NonSignificant in this variable. | Double | VitalSigns | Common | NBP
2324 | Inspired Tidal Volume | - |  | Double | VitalSigns | IntelliVue MX800 | TVin
2325 | Expired Tidal Volume | - |  | Double | VitalSigns | IntelliVue MX800 | TVexp
2326 | Expired Minute Volume | - |  | Double | VitalSigns | IntelliVue MX800 | MINVOL
2341 | Patient Blood Temperature | - |  | Double | VitalSigns | IntelliVue MX800 | Tblood
2342 | Injectate Temperature | - |  | Double | OtherMeasuredData | IntelliVue MX800 | Tinj
2343 | Inspired O2 | - |  | Double | VitalSigns | IntelliVue MX800 | VENT: FIO2
2350 | Inspired O2 Pressure | - | This variable is marked as obsolete because the label is incorrect. Please see variable 52523 for concentration and 52527 for partial pressure. | Double | VitalSigns | IntelliVue MX800 | O2
2351 | End Tidal O2 | - |  | Double | VitalSigns | IntelliVue MX800 | O2
2352 | CO2 (Gas Analyzer) | - |  | Double | VitalSigns | IntelliVue MX800 | CO2
2357 | End Tidal N2O | - |  | Double | VitalSigns | IntelliVue MX800 | N2O
2360 | End Tidal Agent Concentration | - |  | Double | VitalSigns | IntelliVue MX800 | AGT
2362 | End Tidal Desflurane | - |  | Double | VitalSigns | IntelliVue MX800 | DES
2364 | End Tidal Sevoflurane | - |  | Double | VitalSigns | IntelliVue MX800 | SEV
2366 | End Tidal Halothane | - |  | Double | VitalSigns | IntelliVue MX800 | HAL
2368 | End Tidal Enflurane | - |  | Double | VitalSigns | IntelliVue MX800 | ENF
2370 | End Tidal Isoflurane | - |  | Double | VitalSigns | IntelliVue MX800 | ISO
2378 | Fresh Gas N2O Flow | - | Mixer parameter. Setting of fresh gas N2O flow. | Double | DeviceInfo | IntelliVue MX800 | sfgN2O
2379 | Fresh Gas Air Flow | - |  | Double | DeviceInfo | IntelliVue MX800 | fgAir
2391 | Transcutaneous O2 Pressure | - |  | Double | VitalSigns | IntelliVue MX800 | TCUT: tcpO2
2392 | Transcutaneous CO2 Pressure | - |  | Double | VitalSigns | IntelliVue MX800 | TCUT: tcpCO2
2399 | Arterial O2 Saturation (SaO2) | - |  | Double | VitalSigns | IntelliVue MX800 | Available only in revF or earlier
2408 | EEG Total Power | - |  | Double | VitalSigns | IntelliVue MX800 | EEG: TP
2409 | Bispectral Index (BIS) | - |  | Double | VitalSigns | IntelliVue MX800 | EEG: BIS
2411 | EEG Burst Suppression Ratio | - |  | Double | VitalSigns | IntelliVue MX800 | EEG: BSI
2420 | Spontaneous Alveolar Minute Volume | - |  | Double | VitalSigns | IntelliVue MX800 | SpMVal
2421 | Airway Dead Space | - |  | Double | VitalSigns | IntelliVue MX800 | awVd
2432 | Expired Spontaneous Tidal Volume | - |  | Double | VitalSigns | IntelliVue MX800 | SpTVex
2434 | Spontaneous Expired Minute Volume | - |  | Double | VitalSigns | IntelliVue MX800 | %SpMV
2440 | Total Alveolar Tidal Volume | - |  | Double | VitalSigns | IntelliVue MX800 | TValv
2447 | Respiration Waveform | - |  | Double | Waveforms | IntelliVue MX800 | Waves: cmResp
2456 | EEG Signal Quality Index | - |  | Double | VitalSigns | IntelliVue MX800 | EEG: SQI
2517 | Wearable Respiration Rate | - |  | Double | VitalSigns | IntelliVue MX800 | wRR
2518 | Wearable Pulse Rate | - |  | Double | VitalSigns | IntelliVue MX800 | wPulse
2519 | Wearable Patient Temperature | - |  | Double | VitalSigns | IntelliVue MX800 | wTemp
2520 | Respiration Signal Quality Index (Wearable) | - |  | Double | OtherMeasuredData | IntelliVue MX800 | wSQI
2521 | Pulse Rate Signal Quality Index (Wearable) | - |  | Double | OtherMeasuredData | IntelliVue MX800 | wSQI
2542 | Airway Pressure Wave | - |  | Double | Waveforms | IntelliVue MX800 | Waves: AWP
2543 | Citrate Blood Concentration Setting | - |  | Double | Settings | IntelliVue MX800 | sCitDo
2547 | Neutrophil Count | - |  | Double | VitalSigns | IntelliVue MX800 | Bands
2580 | Fresh Gas Total Flow Setting | - | Mixer parameter. | Double | Settings | IntelliVue MX800 | sfgFl
2583 | I:E Ratio Setting | unitless | This variable is associated with ChannelID identifier. This variable is calculated from variable 2773, which is sent as a string in the format "1:xx.xx". | String | Settings | IntelliVue MX800 | Calculated Variables
2598 | Patient Admission Status | unitless | Possible values: "empty", "pre-admitted", "admitted", and "discharged". | String | PatientInfo | Common | Patient Demographics
2602 | ECG Lead V | - | Physiological identifier: NOM_ECG_AMPL_ST_V | Double | VitalSigns | Common | ECG: ST
2738 | Plateau Pressure | - | This variable contains parameter from Philips label "NLS_NOM_VENT_PRESS_RESP_PLAT" and observed value "NLS_NOM_VENT_PRESS_RESP_PLAT". | Double | VitalSigns | IntelliVue MX800 | VENT: PEinsp
2773 | I:E Ratio Setting | - |  | Double | Settings | IntelliVue MX800 | sIE 1:
2776 | Total PEEP | - |  | Double | VitalSigns | IntelliVue MX800 | VENT: tPEEP
2787 | APRV Low Time (Tlow) | - |  | Double | VitalSigns | IntelliVue MX800 | Tlow
2821 | System General Status | unitless | This variable identifies the current operating mode of the device. Possible values: "not specified", "monitoring", "demo", and "service". Moreover, "- standby" or "- config" can be appended | String | DeviceInfo | Common | System Information
2845 | Frequency | Hz | This variable describes the frequency of the main power supply. Possible values: "unspecified", "50", and "60". | String | DeviceInfo | Common | System Information
2855 | Device Status | unitless | Possible values: "disconnected", "unassociated", "operating". | String | DeviceInfo | Common | System Information
2879 | Device Software Revision | unitless | This variable is obsolete because it may contains incorrect information. Please use variables 764, 765 and 4201 must be used instead. | String | DeviceInfo | Common | Obsolete Variables
2880 | Maximum Apnea Time Setting | - |  | Double | DeviceInfo | IntelliVue MX800 | sTAmax
2889 | Inspired Agent Concentration | - |  | Double | VitalSigns | IntelliVue MX800 | inAGT
2898 | Patient Weight | - |  | Double | PatientInfo | IntelliVue MX800 | Weight
2901 | Patient First Name | unitless |  | String | PatientInfo | Common | Patient Demographics
2907 | Patient Temperature | - |  | Double | VitalSigns | Common | Temp
2915 | Ejection Fraction | - |  | Double | VitalSigns | IntelliVue MX800 | REF
2916 | End Diastolic Volume | - |  | Double | VitalSigns | IntelliVue MX800 | EDV
2917 | End Diastolic Volume Index | - |  | Double | VitalSigns | IntelliVue MX800 | EDVI
2918 | End Systolic Volume | - |  | Double | VitalSigns | IntelliVue MX800 | ESV
2919 | End Systolic Volume Index | - |  | Double | VitalSigns | IntelliVue MX800 | ESVI
2922 | EEG Electromyography (EMG) | - | This variable is associated with ChannelID identifier. | Double | VitalSigns | IntelliVue MX800 | EMG L/EMG R
2923 | Generic EEG Wave | - |  | Double | Waveforms | IntelliVue MX800 | Waves: EEG
2924 | ECG Pad Wave | - |  | Double | Waveforms | IntelliVue MX800 | Waves: Pads
2925 | ECG Paddle Wave | - |  | Double | Waveforms | IntelliVue MX800 | Waves: Paddle
2930 | Unspecific Pressure Pulse Rate | - |  | Double | VitalSigns | IntelliVue MX800 | Pulse
2932 | Patient Temperature 1 | - |  | Double | VitalSigns | IntelliVue MX800 | Available only in revF or earlier
2933 | Patient Temperature 2 | - |  | Double | VitalSigns | IntelliVue MX800 | Available only in revF or earlier
2954 | APRV High Pressure (Phigh) | - |  | Double | VitalSigns | IntelliVue MX800 | Phigh
2959 | APRV Low Pressure (Plow) | - |  | Double | VitalSigns | IntelliVue MX800 | Plow
2964 | I:E Ratio | unitless | This variable is associated with ChannelID identifier This variable is calculated from variable 1190 and sent as a string in the format "1:xx.xx". | String | VitalSigns | IntelliVue MX800 | Calculated Variables
2968 | Plateau Airway Pressure | - |  | Double | VitalSigns | IntelliVue MX800 | Pplat
2984 | Plateau Pressure Setting | - |  | Double | Settings | IntelliVue MX800 | sPplat
2991 | FiO2 Upper Alarm Limit | - |  | Double | Settings | IntelliVue MX800 | AlarmLimit: highO2
2992 | FiO2 Lower Alarm Limit | - |  | Double | Settings | IntelliVue MX800 | AlarmLimit: lowO2
2995 | Device Altitude | m |  | Double | DeviceInfo | Common | System Information
3003 | Blood Flow Rate Setting | - |  | Double | Settings | IntelliVue MX800 | sBFl
3005 | Dialysate Flow Rate Setting | - |  | Double | Settings | IntelliVue MX800 | sDialF
3007 | Effluent Flow Rate Setting | - |  | Double | Settings | IntelliVue MX800 | sEfflF
3024 | Access Pod Pressure | - |  | Double | OtherMeasuredData | IntelliVue MX800 | AccP
3025 | Return Pod Pressure | - |  | Double | OtherMeasuredData | IntelliVue MX800 | RetP
3026 | Filter Pod Pressure | - |  | Double | OtherMeasuredData | IntelliVue MX800 | FiltP
3027 | Effluent Pod Pressure | - |  | Double | OtherMeasuredData | IntelliVue MX800 | EfflP
3029 | Transmembrane Pressure | - |  | Double | VitalSigns | IntelliVue MX800 | TMP
3062 | Hb Calculation Offset | - |  | Double | VitalSigns | IntelliVue MX800 | OffsHb
3091 | Patient Time Since Last Ward Admission | - |  | Double | PatientInfo | IntelliVue MX800 | TWrdAd
3092 | Patient Total Admission Time | - |  | Double | PatientInfo | IntelliVue MX800 | WardAd
3101 | Patient Drainage Volume | - |  | Double | VitalSigns | IntelliVue MX800 | DrnVol
3168 | Fluid Removal Actual Rate | - |  | Double | VitalSigns | IntelliVue MX800 | Vrem/h
3204 | Sum of Minimum Alveolar Concentration (MAC) | - |  | Double | VitalSigns | IntelliVue MX800 | MAC
3266 | HFV Frequency Setting | - |  | Double | Settings | IntelliVue MX800 | sHFFrq
3268 | Ventilator Base Flow Setting | - |  | Double | Settings | IntelliVue MX800 | sfgFmn
3271 | Blood Pressure Difference | - |  | Double | VitalSigns | IntelliVue MX800 | IBP: DeltaP
3272 | Generic Blood Pressure Difference 1 | - |  | Double | VitalSigns | IntelliVue MX800 | IBP: DeltaP1
3273 | Generic Blood Pressure Difference 2 | - |  | Double | VitalSigns | IntelliVue MX800 | IBP: DeltaP2
3278 | Patient Height | - |  | Double | PatientInfo | IntelliVue MX800 | Height
3291 | Patient Temperature Setting | - |  | Double | Settings | IntelliVue MX800 | sTskin
3385 | Arterial O2 Content (CaO2) | - |  | Double | VitalSigns | IntelliVue MX800 | CaO2
3391 | Alveolar Arterial O2 Difference (AaDO2) | - |  | Double | VitalSigns | IntelliVue MX800 | AaDO2
3400 | Venous O2 Content (CvO2) | - |  | Double | VitalSigns | IntelliVue MX800 | CvO2
3415 | Ionized Calcium Concentration (Ca) | - |  | Double | VitalSigns | IntelliVue MX800 | iCa
3421 | Chloride Concentration (Cl-) | - |  | Double | VitalSigns | IntelliVue MX800 | Cl
3435 | Activated Clotting Time | - | Measured by the i-Stat module. | Double | VitalSigns | IntelliVue MX800 | ACT
3446 | Generic Temperature | - |  | Double | VitalSigns | IntelliVue MX800 | T1
3447 | Generic Temperature 2 | - |  | Double | VitalSigns | IntelliVue MX800 | T2
3448 | Generic Temperature 3 | - |  | Double | VitalSigns | IntelliVue MX800 | T3
3449 | Generic Temperature 4 | - |  | Double | VitalSigns | IntelliVue MX800 | T4
3474 | Expiratory Resistance | - |  | Double | VitalSigns | IntelliVue MX800 | Rexp
3490 | TcGas Site Timer | - |  | Double | OtherMeasuredData | IntelliVue MX800 | TCUT: SitTim
3491 | O2 Saturation (SO2) | - |  | Double | VitalSigns | IntelliVue MX800 | SaO2
3496 | TcGas Transducer Temperature | - |  | Double | DeviceInfo | IntelliVue MX800 | TCUT: SensrT
3502 | Peak Expiratory Flow Setting | - |  | Double | Settings | IntelliVue MX800 | s%PEF
3503 | Auto Flow Active Status | - |  | Double | DeviceInfo | IntelliVue MX800 | sFlCtr
3506 | Inspiratory Minimum CO2 | - |  | Double | VitalSigns | Common | CO2
3507 | Expired Tidal Volume Indexed by Body Weight | - |  | Double | VitalSigns | IntelliVue MX800 | TVe/kg
3555 | ATC Activation Status | - |  | Double | DeviceInfo | IntelliVue MX800 | sTubeC
3570 | Skin Temperature | - |  | Double | VitalSigns | Common | Tskin
3571 | Rectal Temperature | - |  | Double | VitalSigns | Common | Trect
3572 | Nasopharyngeal Temperature | - |  | Double | VitalSigns | Common | Tnaso
3573 | Esophageal Temperature | - |  | Double | VitalSigns | Common | Tesoph
3574 | Core Temperature | - |  | Double | VitalSigns | Common | Tcore
3575 | Arterial Temperature | - |  | Double | VitalSigns | Common | Tart
3576 | Venous Temperature | - |  | Double | VitalSigns | Common | Tven
3583 | Generic Core Temperature 1 | - |  | Double | VitalSigns | IntelliVue MX800 | T1Core
3584 | Generic Core Temperature 2 | - |  | Double | VitalSigns | IntelliVue MX800 | T2Core
3591 | Device Number | unitless | Device Model Number (example: "M8000") | String | DeviceInfo | Common | System Information
3635 | Drug Delivery Rate | - |  | Double | DeviceInfo | IntelliVue MX800 | sDlvRt
3637 | Drug Concentration | - |  | Double | PatientInfo | IntelliVue MX800 | sDConc
3639 | Manufacturers Name | unitless | "Philips" | String | DeviceInfo | Common | System Information
3640 | Pressure Alarm Delay | - |  | Double | DeviceInfo | IntelliVue MX800 | sPADel
3646 | Arterial Blood Pressure (ART) | - | Available on IntelliVue devices with firmware revision G or later. Arterial Blood Pressure (NOM_PRESS_BLD_ART). | Double | VitalSigns | Common | IBP: ART
3647 | Pulmonary Artery Blood Pressure (PA) | - | Available on IntelliVue devices with firmware revision G or later. | Double | VitalSigns | Common | IBP: PAP
3704 | Arterial/Main Pump Flow | - |  | Double | VitalSigns | IntelliVue MX800 | HLMfl
3710 | Slave Pump Flow | - |  | Double | VitalSigns | IntelliVue MX800 | SlvPfl
3715 | Suction Pump Flow | - |  | Double | VitalSigns | IntelliVue MX800 | SucPfl
3720 | Auxiliary Pump Flow | - |  | Double | VitalSigns | IntelliVue MX800 | AuxPfl
3723 | Auxiliary Pump Time Since Start of Current Plegia Session | - |  | Double | VitalSigns | IntelliVue MX800 | AxOnTi
3724 | Auxiliary Pump Time Since Stop of Plegia Session | - |  | Double | VitalSigns | IntelliVue MX800 | AxOffT
3725 | Auxiliary Pump Delivered Volume in Current Plegia Session | - |  | Double | VitalSigns | IntelliVue MX800 | AxDVol
3726 | Auxiliary Pump Total Volume | - |  | Double | VitalSigns | IntelliVue MX800 | AxTVol
3727 | Auxiliary Pump Total Plegia Time | - |  | Double | VitalSigns | IntelliVue MX800 | AxPlTi
3730 | Cardioplegia Main Pump Flow | - |  | Double | VitalSigns | IntelliVue MX800 | PlePfl
3733 | Cardioplegia Main Pump Delivered Volume of Current Plegia Session | - |  | Double | VitalSigns | IntelliVue MX800 | CpDVol
3734 | Cardioplegia Main Pump Total Volume | - |  | Double | VitalSigns | IntelliVue MX800 | CpTVol
3737 | Cardioplegia Slave Pump Flow | - |  | Double | VitalSigns | IntelliVue MX800 | SplPfl
3740 | Cardioplegia Slave Pump Delivered Volume in Current Plegia Session | - |  | Double | VitalSigns | IntelliVue MX800 | CsDVol
3741 | Cardioplegia Slave Pump Total Volume | - |  | Double | VitalSigns | IntelliVue MX800 | CsTVol
3742 | Cycle Flow Sensitivity Setting | - |  | Double | Settings | IntelliVue MX800 | sFlSeC
3761 | Hydrocarbon Plasma Concentration (HCO3) | - |  | Double | VitalSigns | IntelliVue MX800 | HCO3
3781 | Corpuscular Mean Hemoglobin Concentration | - |  | Double | VitalSigns | IntelliVue MX800 | MCHC
3785 | Arterial O2 Partial Pressure | - |  | Double | VitalSigns | IntelliVue MX800 | PaO2
3786 | Venous O2 Partial Pressure | - |  | Double | VitalSigns | IntelliVue MX800 | PvO2
3787 | Arterial CO2 Partial Pressure | - |  | Double | VitalSigns | IntelliVue MX800 | PaCO2
3789 | Arterial O2 Saturation (SaO2) | - | Obsolete variable that may be removed in a future release. The label of this variable is not correct. Please use variable 14 instead. | Double | VitalSigns | Common | Obsolete Variables
3793 | Hematocrit (HCT) | - | Post-Dialysis Hematocrit | Double | VitalSigns | IntelliVue MX800 | cHCTo
3804 | Respiratory Rate (Flow) | - |  | Double | VitalSigns | IntelliVue MX800 | RRawf
3805 | Respiratory Rate (CO2) | - |  | Double | VitalSigns | IntelliVue MX800 | RRCO2
3853 | Patient Type | unitless | Possible values: "unspecified", "adult", "pediatric", and "neonatal". | String | PatientInfo | Common | Patient Demographics
3854 | Patient Pace Maker Status | unitless | Possible values: "not paced", "paced gen". | String | PatientInfo | Common | Patient Demographics
3869 | Heart Rate Signal Quality | - |  | Double | OtherMeasuredData | IntelliVue MX800 | mSQI
3917 | Tracheal Pressure | - |  | Double | VitalSigns | IntelliVue MX800 | Ptrach
3921 | Ventilator Leakage | - |  | Double | VitalSigns | IntelliVue MX800 | Lksys
3961 | Plateau Time Setting | - | This variable is obsolete that may be removed in a future release. The label of this variable is incorrect, please use variable 9585 instead. | Double | Settings | IntelliVue MX800 | Obsolete Variables
3963 | Warmer Mattress Temperature | - |  | Double | OtherMeasuredData | IntelliVue MX800 | Tmatt
3968 | Spontaneous Fraction of Minute Volume | - |  | Double | VitalSigns | IntelliVue MX800 | SpMVe
4004 | Breathing System Leakage | - |  | Double | OtherMeasuredData | IntelliVue MX800 | VENT: Leak
4006 | Inspired MAC Concentration | - |  | Double | VitalSigns | IntelliVue MX800 | MAC
4008 | Inspiratory 2nd Agent | - |  | Double | VitalSigns | IntelliVue MX800 | inAGTs
4009 | Expiratory 2nd Agent | - | This is the device's measurement with label="NLS_NOM_EMFC_etAGTs" and physio_id="NOM_CONC_AWAY_AGENT_ET". | Double | VitalSigns | IntelliVue MX800 | etAGTs
4012 | Volume Assist Level Setting | - |  | Double | Settings | IntelliVue MX800 | sWOBva
4014 | Backup Tidal Volume Setting | - |  | Double | Settings | IntelliVue MX800 | sTVbak
4016 | Flow Acceleration Setting | - |  | Double | Settings | IntelliVue MX800 | sFlacc
4017 | Cumulated Halothane Consumption | - |  | Double | OtherMeasuredData | IntelliVue MX800 | AccHAL
4018 | Cumulated Enflurane Consumption | - |  | Double | OtherMeasuredData | IntelliVue MX800 | AccENF
4019 | Cumulated Isoflurane Consumption | - |  | Double | OtherMeasuredData | IntelliVue MX800 | AccISO
4020 | Cumulated Desflurane Consumption | - |  | Double | OtherMeasuredData | IntelliVue MX800 | AccDes
4021 | Cumulated Sevoflurane Consumption | - |  | Double | OtherMeasuredData | IntelliVue MX800 | AccSEV
4026 | Air Humidity Setting | - |  | Double | Settings | IntelliVue MX800 | sHum
4028 | Mattress Temperature Setting | - |  | Double | Settings | IntelliVue MX800 | sTmatt
4029 | Inspired Agent Setting | - |  | Double | Settings | IntelliVue MX800 | sInAGT
4030 | Expired Agent Setting | - | End-Tidal agent concentration | Double | Settings | IntelliVue MX800 | sEtAGT
4037 | Inspired Desflurane Setting | - |  | Double | Settings | IntelliVue MX800 | sInDES
4038 | Expired Desflurane Setting | - | End-Tidal desflurane concentration | Double | Settings | IntelliVue MX800 | sEtDES
4039 | Inspired Sevoflurane Setting | - |  | Double | Settings | IntelliVue MX800 | sInSEV
4040 | Expired Sevoflurane Setting | - | End-Tidal sevoflurane concentration | Double | Settings | IntelliVue MX800 | sEtSEV
4079 | Fresh Gas Sevoflurane | - |  | Double | VitalSigns | IntelliVue MX800 | fgSEV
4080 | Fresh Gas Desflurane | - |  | Double | VitalSigns | IntelliVue MX800 | fgDES
4081 | Ambient Temperature | - |  | Double | OtherMeasuredData | IntelliVue MX800 | Tamb
4082 | Ambient Pressure | - |  | Double | OtherMeasuredData | IntelliVue MX800 | PB
4084 | Pulse Rate ( Unspecified Source ) | - |  | Double | VitalSigns | Common | Pulse
4089 | Central Venous Pressure Diastolic | - |  | Double | VitalSigns | Common | IBP: CVP
4093 | Central Venous Mean Pressure | - |  | Double | VitalSigns | Common | IBP: CVP
4094 | Central Venous Pressure Systolic | - |  | Double | VitalSigns | Common | IBP: CVP
4120 | Expiratory Volume Wave | - |  | Double | Waveforms | IntelliVue MX800 | Waves: AWVex
4143 | Apnea Ventilation I:E Ratio Setting (Number) | - |  | Double | Settings | IntelliVue MX800 | sBIE1:
4145 | Dynamic Plateau Airway Pressure | - |  | Double | VitalSigns | IntelliVue MX800 | PplDyn
4158 | Transcutaneous Relative Heater Power | - |  | Double | OtherMeasuredData | IntelliVue MX800 | HeatPr
4171 | Spontaneous Respiratory Rate Setting | - |  | Double | Settings | IntelliVue MX800 | sRRmax
4201 | Product Description | unitless | Variables 764, 765 and 4201 must be interpreted conjointly. | String (Multiset) | DeviceInfo | Common | System Information
Consult detailed help for more information on this variable
4226 | Replacement Cumulated Volume | - |  | Double | VitalSigns | IntelliVue MX800 | Vrep/h
4227 | Dialysate Cumulated Volume | - | This variable is associated with ChannelID identifier. | Double | VitalSigns | IntelliVue MX800 | DialC/Vdly/h
4228 | Effluent Cumulated Volume | - | This variable is associated with ChannelID identifier. | Double | VitalSigns | IntelliVue MX800 | Veff/h / EfflC
4229 | Fluid Removal Cumulated Volume | - |  | Double | VitalSigns | IntelliVue MX800 | Vufr
4352 | Base Pressure | - |  | Double | VitalSigns | IntelliVue MX800 | Available only in revF or earlier
4369 | PEEP/CPAP Setting | - |  | Double | Settings | IntelliVue MX800 | VENT: sPEEP
4370 | Sigh Rate Setting | - |  | Double | Settings | IntelliVue MX800 | VENT: sSghR
4371 | Sigh Tidal Volume Setting | - |  | Double | Settings | IntelliVue MX800 | VENT: sSghTV
4375 | Data Averaging Interval Setting | - |  | Double | Settings | IntelliVue MX800 | Available only in revF or earlier
4376 | Chart Interval Setting | - |  | Double | Settings | IntelliVue MX800 | Available only in revF or earlier
4383 | Static Lung Compliance | - |  | Double | VitalSigns | IntelliVue MX800 | Cstat
4384 | Static Lung Resistance | - |  | Double | VitalSigns | IntelliVue MX800 | Raw
4385 | Dynamic Lung Compliance | - |  | Double | VitalSigns | IntelliVue MX800 | Cdyn
4386 | Dynamic Lung Resistance | - | NLS_NOM_RES_AWAY_DYN | Double | VitalSigns | IntelliVue MX800 | Rdyn
4388 | Apnea Inspiratory Pressure Setting | - |  | Double | Settings | IntelliVue MX800 | sIPApn/sAInP
4393 | Patient Hose Compliance | - |  | Double | OtherMeasuredData | IntelliVue MX800 | Chos
4401 | Oximeter Averaging Interval Setting | - |  | Double | Settings | IntelliVue MX800 | Available only in revF or earlier
4457 | System Alarm Status | unitless | Overall alert state of the system. | Double | Alarms | Common | Alarms
Consult detailed help for more information on this variable
4458 | Patient Alarm Priority | unitless | Overall Patient alarm priority. This is the current highest priority value of currently active Patient Alarms. | Double | Alarms | Common | Alarms
Consult detailed help for more information on this variable
4459 | Technical Alarm Priority | unitless | Overall Technical alarm priority. This is the current highest priority value of currently active Technical Alarms. | Double | Alarms | Common | Alarms
Consult detailed help for more information on this variable
4460 | Audio Alarm Priority | unitless | Overall audible alarm priority. This is the current highest priority value of currently active audible alarms. | Double | Alarms | Common | Alarms
Consult detailed help for more information on this variable
4461 | Technical Alarm Source ID | unitless |  | Double (Multiset) | Alarms | Common | Alarms
4462 | Technical Alarm Global State | unitless | Consult detailed help for more information on this variable | Double (Multiset) | Alarms | Common | Alarms
4463 | Technical Alarm Priority | unitless | Consult detailed help for more information on this variable | Double (Multiset) | Alarms | Common | Alarms
4464 | Technical Alarm Flag | unitless | Consult detailed help for more information on this variable | Double (Multiset) | Alarms | Common | Alarms
4465 | Technical Alarm Priority | unitless |  | Double (Multiset) | Alarms | Common | Alarms
4466 | Technical Alarm Description | unitless |  | String (Multiset) | Alarms | Common | Alarms
4467 | Patient Alarm Source ID | unitless |  | Double (Multiset) | Alarms | Common | Alarms
4468 | Patient Alarm Global State | unitless | Consult detailed help for more information on this variable | Double (Multiset) | Alarms | Common | Alarms
4469 | Patient Alarm Priority | unitless | Consult detailed help for more information on this variable | Double (Multiset) | Alarms | Common | Alarms
4470 | Patient Alarm Flag | unitless | Consult detailed help for more information on this variable | Double (Multiset) | Alarms | Common | Alarms
4471 | Patient Alarm Priority | unitless |  | Double (Multiset) | Alarms | Common | Alarms
4472 | Patient Alarm Description | unitless |  | String (Multiset) | Alarms | Common | Alarms
4473 | Device Nomenclature Revision | unitless | Format: major.minor (such as 1.0) | String | DeviceInfo | Common | System Information
4474 | Device Text Catalog Revision | unitless | Format: "MM.NN mm.nn", where "MM.NN" is text catalog revision and "mm.nn" is language revision. | String | DeviceInfo | Common | System Information
4475 | Device Data Format | unitless | Always 11 (Unicode). | String | DeviceInfo | Common | System Information
4476 | Device Operating Area | unitless | Possible values: "unspecified", "operating room", "intensive care unit", "neonatal intensive care unit", and "cardiology care unit". | String | DeviceInfo | Common | System Information
4496 | Patient O2 Consumption (VO2) | - |  | Double | VitalSigns | IntelliVue MX800 | VO2
4497 | Patient CO2 Production (VCO2) | - |  | Double | VitalSigns | IntelliVue MX800 | bbvCO2
4507 | Arterial O2 Saturation (Left) | - |  | Double | VitalSigns | IntelliVue MX800 | SpO2 l
4508 | Arterial O2 Saturation (Right) | - |  | Double | VitalSigns | IntelliVue MX800 | SpO2 r
4509 | SpO2 Difference | - |  | Double | VitalSigns | IntelliVue MX800 | DeltaSpO2
4510 | Perfusion Indicator | - |  | Double | VitalSigns | IntelliVue MX800 | Perf
4511 | Relative Perfusion (Left) | - |  | Double | VitalSigns | IntelliVue MX800 | Perf l
4512 | Relative Perfusion (Right) | - |  | Double | VitalSigns | IntelliVue MX800 | Perf r
4513 | Ao Systolic | - |  | Double | VitalSigns | Common | IBP: Ao
4514 | Ao Diastolic | - |  | Double | VitalSigns | Common | IBP: Ao
4515 | Ao Mean | - |  | Double | VitalSigns | Common | IBP: Ao
4516 | RAP Systolic | - |  | Double | VitalSigns | Common | IBP: RAP
4517 | RAP Diastolic | - |  | Double | VitalSigns | Common | IBP: RAP
4518 | RAP Mean | - |  | Double | VitalSigns | Common | IBP: RAP
4519 | Intracranial Pressure ICP Systolic | - |  | Double | VitalSigns | Common | IBP: ICP
4520 | Intracranial Pressure ICP Diastolic | - |  | Double | VitalSigns | Common | IBP: ICP
4521 | ICP Mean | - |  | Double | VitalSigns | Common | IBP: ICP
4522 | UAP Systolic | - |  | Double | VitalSigns | Common | IBP: UAP
4523 | UAP Diastolic | - |  | Double | VitalSigns | Common | IBP: UAP
4524 | UAP Mean | - |  | Double | VitalSigns | Common | IBP: UAP
4525 | UVP Systolic | - |  | Double | VitalSigns | Common | IBP: UVP
4526 | UVP Diastolic | - |  | Double | VitalSigns | Common | IBP: UVP
4527 | UVP Mean | - |  | Double | VitalSigns | Common | IBP: UVP
4528 | Unspecific Pressure Systolic | - |  | Double | VitalSigns | Common | IBP: P
4529 | Unspecific Pressure Diastolic | - |  | Double | VitalSigns | Common | IBP: P
4530 | Unspecific Pressure Mean | - |  | Double | VitalSigns | Common | IBP: P
4531 | Cerebral Perfusion Pressure (CPP) | - |  | Double | VitalSigns | IntelliVue MX800 | IBP: CPP
4532 | Stroke Volume Variation | - |  | Double | VitalSigns | IntelliVue MX800 | SVV
4533 | Index of Left Ventricular Contractility | - | This variable contains measurement from label "NLS_NOM_GRAD_PRESS_BLD_AORT_POS_MAX" and observed value "NOM_GRAD_PRESS_BLD_AORT_POS_MAX". | Double | VitalSigns | IntelliVue MX800 | dPmax
4556 | Aortic Blood Pressure (Ao) Wave | - |  | Double | Waveforms | IntelliVue MX800 | Waves: Ao
4560 | Auxiliary Waveform | - |  | Double | Waveforms | IntelliVue MX800 | Waves: AUX
4561 | Intermittent Mandatory Ventilation Status | - |  | Double | VitalSigns | IntelliVue MX800 | VENT: IMV
4562 | Left Cardiac Work | - |  | Double | VitalSigns | IntelliVue MX800 | LCW
4564 | Right Cardiac Work | - |  | Double | VitalSigns | IntelliVue MX800 | RCW
4565 | Serum Creatinine | - |  | Double | VitalSigns | IntelliVue MX800 | SCrea
4566 | Urine Plasma Osmolarity Ratio | - |  | Double | VitalSigns | IntelliVue MX800 | U/POsm
4567 | Urine Sodium Potassium Ratio | - |  | Double | VitalSigns | IntelliVue MX800 | UrNa/K
4568 | Urine Volume | - |  | Double | VitalSigns | IntelliVue MX800 | UrVol
4574 | Left Cardiac Work Index | - |  | Double | VitalSigns | IntelliVue MX800 | LCWI
4576 | Right Cardiac Work Index | - |  | Double | VitalSigns | IntelliVue MX800 | RCWI
4577 | Light Intensity (SvO2 Module) | - |  | Double | VitalSigns | IntelliVue MX800 | LI
4578 | SpO2 SvO2 Difference | - |  | Double | VitalSigns | IntelliVue MX800 | Sp-vO2
4581 | Normalized Post Replacement Volume | - |  | Double | VitalSigns | IntelliVue MX800 | VdpoNh
4582 | Normalized Effluent Volume | - | This variable is associated with ChannelID identifier. | Double | VitalSigns | IntelliVue MX800 | Veff/EffDn
4584 | Normalized Total Replacement Volume (PBP) | - | This variable is associated with ChannelID identifier. | Double | VitalSigns | IntelliVue MX800 | VrePN/VrePNh
4585 | Normalized Replacement Volume (Pre) | - |  | Double | VitalSigns | IntelliVue MX800 | VdprNh
4586 | Normalized Ultrafiltration Volume | - | This variable is associated with ChannelID identifier. | Double | VitalSigns | IntelliVue MX800 | VufrN/VufrNh
4587 | Patient Fluid Balance Limit Setting | - |  | Double | Settings | IntelliVue MX800 | sEPFL
4588 | Total Replacement Volume (PBP) | - | This variable is associated with ChannelID identifier. | Double | VitalSigns | IntelliVue MX800 | VreP/VreP/h
4589 | Cumulated Liquid Volume (Pre) | - | This variable is associated with ChannelID identifier. | Double | VitalSigns | IntelliVue MX800 | Vdpr/Vdpr/h
4593 | Filtration Fraction Setting | - |  | Double | Settings | IntelliVue MX800 | sFufrP
4616 | Diff.-Temperature between Tblood and Tskin | - |  | Double | VitalSigns | IntelliVue MX800 | Available only in revF or earlier
4617 | Diff.-Temperature between Tblood and Trect | - |  | Double | VitalSigns | IntelliVue MX800 | Available only in revF or earlier
4618 | Diff.-Temperature between Tblood and Tnaso | - |  | Double | VitalSigns | IntelliVue MX800 | Available only in revF or earlier
4619 | Diff.-Temperature between Tblood and Tesop | - |  | Double | VitalSigns | IntelliVue MX800 | Available only in revF or earlier
4620 | Diff.-Temperature between Tblood and Tcore | - |  | Double | VitalSigns | IntelliVue MX800 | Available only in revF or earlier
4621 | Diff.-Temperature between Tblood and Tart | - |  | Double | VitalSigns | IntelliVue MX800 | Available only in revF or earlier
4622 | Diff.-Temperature between Tblood and Tven | - |  | Double | VitalSigns | IntelliVue MX800 | Available only in revF or earlier
4623 | Diff.-Temperature between Tskin and Trect | - |  | Double | VitalSigns | IntelliVue MX800 | Available only in revF or earlier
4624 | Diff.-Temperature between Tskin and Tnaso | - |  | Double | VitalSigns | IntelliVue MX800 | Available only in revF or earlier
4625 | Diff.-Temperature between Tskin and Tesop | - |  | Double | VitalSigns | IntelliVue MX800 | Available only in revF or earlier
4626 | Diff.-Temperature between Tskin and Tcore | - |  | Double | VitalSigns | IntelliVue MX800 | Available only in revF or earlier
4627 | Diff.-Temperature between Tskin and Tart | - |  | Double | VitalSigns | IntelliVue MX800 | Available only in revF or earlier
4628 | Diff.-Temperature between Tskin and Tven | - |  | Double | VitalSigns | IntelliVue MX800 | Available only in revF or earlier
4629 | Diff.-Temperature between Trect and Tnaso | - |  | Double | VitalSigns | IntelliVue MX800 | Available only in revF or earlier
4630 | Diff.-Temperature between Trect and Tesop | - |  | Double | VitalSigns | IntelliVue MX800 | Available only in revF or earlier
4631 | Diff.-Temperature between Trect and Tcore | - |  | Double | VitalSigns | IntelliVue MX800 | Available only in revF or earlier
4632 | Diff.-Temperature between Trect and Tart | - |  | Double | VitalSigns | IntelliVue MX800 | Available only in revF or earlier
4633 | Diff.-Temperature between Trect and Tven | - |  | Double | VitalSigns | IntelliVue MX800 | Available only in revF or earlier
4634 | Diff.-Temperature between Tnaso and Tesop | - |  | Double | VitalSigns | IntelliVue MX800 | Available only in revF or earlier
4635 | Diff.-Temperature between Tnaso and Tcore | - |  | Double | VitalSigns | IntelliVue MX800 | Available only in revF or earlier
4636 | Diff.-Temperature between Tnaso and Tart | - |  | Double | VitalSigns | IntelliVue MX800 | Available only in revF or earlier
4637 | Diff.-Temperature between Tnaso and Tven | - |  | Double | VitalSigns | IntelliVue MX800 | Available only in revF or earlier
4638 | Diff.-Temperature between Tesop and Tcore | - |  | Double | VitalSigns | IntelliVue MX800 | Available only in revF or earlier
4639 | Diff.-Temperature between Tesop and Tart | - |  | Double | VitalSigns | IntelliVue MX800 | Available only in revF or earlier
4640 | Diff.-Temperature between Tesop and Tven | - |  | Double | VitalSigns | IntelliVue MX800 | Available only in revF or earlier
4641 | Diff.-Temperature between Tcore and Tart | - |  | Double | VitalSigns | IntelliVue MX800 | Available only in revF or earlier
4642 | Diff.-Temperature between Tcore and Tven | - |  | Double | VitalSigns | IntelliVue MX800 | Available only in revF or earlier
4643 | Diff.-Temperature between Tart and Tven | - |  | Double | VitalSigns | IntelliVue MX800 | Available only in revF or earlier
4644 | Newborn Body Length | - |  | Double | VitalSigns | IntelliVue MX800 | Length
4646 | Newborn Gestational Age | - |  | Double | PatientInfo | IntelliVue MX800 | G.Age
4647 | Calories | - |  | Double | VitalSigns | IntelliVue MX800 | Available only in revF or earlier
4648 | Input/Output Totals | - |  | Double | VitalSigns | IntelliVue MX800 | Available only in revF or earlier
4649 | Newborn Apgar Scores | - |  | Double | PatientInfo | IntelliVue MX800 | Available only in revF or earlier
4650 | BSA Formula Boyd | - |  | Double | PatientInfo | IntelliVue MX800 | BSA(B)
4651 | BSA Formula Dubois | - |  | Double | PatientInfo | IntelliVue MX800 | BSA(D)
4653 | Pupil Reaction (Left Eye) | - | Light reaction of left eye's pupil. | Double | VitalSigns | IntelliVue MX800 | PRL
4654 | Pupil Reaction (Right Eye) | - | Light reaction of right eye's pupil. | Double | VitalSigns | IntelliVue MX800 | PRR
4661 | Pleth Gain | - |  | Double | DeviceInfo | IntelliVue MX800 | PlGain
4662 | Airway Temperature | - |  | Double | VitalSigns | IntelliVue MX800 | Tairwy
4663 | Ventilation Perfusion Index | - |  | Double | VitalSigns | IntelliVue MX800 | VENT: VQI
4664 | O2 Extraction Index | - |  | Double | VitalSigns | IntelliVue MX800 | O2EI
4665 | Duration Above Base Pressure | - |  | Double | VitalSigns | IntelliVue MX800 | VENT: DPosP
4666 | Inspiration Rise Time | - |  | Double | VitalSigns | IntelliVue MX800 | VENT: RiseTi
4667 | Continuous Positive Airway Pressure (CPAP) | - |  | Double | VitalSigns | IntelliVue MX800 | CPAP
4668 | HFV Amplitude | - |  | Double | VitalSigns | IntelliVue MX800 | VENT: HFVAmp
4669 | Urine Urea | - |  | Double | VitalSigns | IntelliVue MX800 | UrUrea
4670 | Urine pH Value | - |  | Double | VitalSigns | IntelliVue MX800 | UrpH
4671 | Total of CO2 (tCO2) | - | Result of Blood gas Analysis. | Double | VitalSigns | IntelliVue MX800 | tCO2
4672 | Total Bilirubin | - |  | Double | VitalSigns | IntelliVue MX800 | tBili
4673 | Serum Glucose | - |  | Double | VitalSigns | IntelliVue MX800 | SerGlu
4674 | Urine Glucose | - |  | Double | VitalSigns | IntelliVue MX800 | UrGlu
4675 | Direct Bilirubin | - |  | Double | VitalSigns | IntelliVue MX800 | dBili
4676 | Serum Calcium | - |  | Double | VitalSigns | IntelliVue MX800 | SerCa
4677 | Total Serum Calcium | - |  | Double | VitalSigns | IntelliVue MX800 | tSerCa
4678 | Serum Magnesium | - |  | Double | VitalSigns | IntelliVue MX800 | SerMg
4679 | Serum Phosphat | - |  | Double | VitalSigns | IntelliVue MX800 | SerPho
4680 | Serum Kalium (Potassium) | - |  | Double | VitalSigns | IntelliVue MX800 | SerK
4681 | Serum Clorid | - |  | Double | VitalSigns | IntelliVue MX800 | SerCl
4682 | Serum Albumine | - |  | Double | VitalSigns | IntelliVue MX800 | SerAlb
4683 | Urine Clorid | - |  | Double | VitalSigns | IntelliVue MX800 | UrCl
4684 | Serum Globulin | - |  | Double | VitalSigns | IntelliVue MX800 | SerGlo
4685 | Serum Protein | - |  | Double | VitalSigns | IntelliVue MX800 | SerPro
4686 | Serum Urea | - |  | Double | VitalSigns | IntelliVue MX800 | SrUrea
4687 | Partial Thromboplastin Time | - |  | Double | VitalSigns | IntelliVue MX800 | PTT
4688 | Prothrombin Time | - |  | Double | VitalSigns | IntelliVue MX800 | PT
4689 | Thrombin Time | - |  | Double | VitalSigns | IntelliVue MX800 | TT
4690 | Thromboplastine Time (Quick Time) | - |  | Double | VitalSigns | IntelliVue MX800 | Quick
4691 | Alkalische Phosphatase | - |  | Double | VitalSigns | IntelliVue MX800 | AP
4692 | Alpha Amylase | - |  | Double | VitalSigns | IntelliVue MX800 | alphaA
4693 | Cholesterinesterase | - |  | Double | VitalSigns | IntelliVue MX800 | CHE
4694 | Creatinin Kinase | - |  | Double | VitalSigns | IntelliVue MX800 | SerCK
4695 | Creatine Kinase of Type Muscle-Brain | - |  | Double | VitalSigns | IntelliVue MX800 | CK-MB
4696 | Creatine Kinase of Type Muscle | - |  | Double | VitalSigns | IntelliVue MX800 | CK-MM
4697 | Gamma Glutamyl Transpeptidase | - |  | Double | VitalSigns | IntelliVue MX800 | GGT
4698 | Glutamic Oxaloacetic Transaminase | - |  | Double | VitalSigns | IntelliVue MX800 | GOT
4699 | Glutamic Pyruvic Transaminase | - |  | Double | VitalSigns | IntelliVue MX800 | GPT
4700 | Cholesterin | - |  | Double | VitalSigns | IntelliVue MX800 | Chol
4701 | Triglyzeride | - |  | Double | VitalSigns | IntelliVue MX800 | TGL
4702 | Urine Protein | - | (Total) Protein in Urine | Double | VitalSigns | IntelliVue MX800 | UrPro
4703 | Urine Calcium | - |  | Double | VitalSigns | IntelliVue MX800 | UrCa
4704 | Carboxy Hemoglobin | - |  | Double | VitalSigns | IntelliVue MX800 | CO-Hb
4705 | Total Protein | - |  | Double | VitalSigns | IntelliVue MX800 | tPro
4706 | Lactate Dehydrogenase | - |  | Double | VitalSigns | IntelliVue MX800 | LDH
4707 | Aspartin Aminotransferase | - |  | Double | VitalSigns | IntelliVue MX800 | AST
4708 | Alveolarproteinose (Alkaline Phosphatase) | - |  | Double | VitalSigns | IntelliVue MX800 | ALP
4709 | Reticulocyte Count | - |  | Double | VitalSigns | IntelliVue MX800 | RC
4710 | Coagulation Time | - |  | Double | VitalSigns | IntelliVue MX800 | CT
4711 | Erithrocyte Sedimentation Rate | - |  | Double | VitalSigns | IntelliVue MX800 | ESR
4712 | Packed Cell Volume | - |  | Double | VitalSigns | IntelliVue MX800 | Available only in revF or earlier
4713 | Kaolin Cephalin Time | - |  | Double | VitalSigns | IntelliVue MX800 | KCT
4715 | Minimum Pressure During Breathing Cycle | - |  | Double | VitalSigns | IntelliVue MX800 | Available only in revF or earlier
4716 | Infusion Pump Accumulated Volume | - |  | Double | OtherMeasuredData | IntelliVue MX800 | AccVol
4717 | Transthoracic Impedance | - |  | Double | VitalSigns | Common | T.I.
4718 | Inspired Expired N2O Difference | - |  | Double | VitalSigns | IntelliVue MX800 | VENT: i-eN2O
4719 | Inspired Expired Halothane Difference | - |  | Double | VitalSigns | IntelliVue MX800 | VENT: i-eHAL
4720 | Inspired Expired Enfluran Difference | - |  | Double | VitalSigns | IntelliVue MX800 | VENT: i-eENF
4721 | Inspired Expired Isofluran Difference | - |  | Double | VitalSigns | IntelliVue MX800 | VENT: i-eISO
4722 | Inspired Expired Sevofluran Difference | - |  | Double | VitalSigns | IntelliVue MX800 | VENT: i-eSEV
4723 | Inspired Expired Desfluran Difference | - |  | Double | VitalSigns | IntelliVue MX800 | VENT: i-eDES
4724 | Inspired Expired Agent Difference | - |  | Double | VitalSigns | IntelliVue MX800 | VENT: i-eAGT
4725 | Inspired Expired O2 Difference | - |  | Double | VitalSigns | IntelliVue MX800 | Available only in revF or earlier
4726 | Patient Circuit O2 | - | O2 measured in the Patient Circuit | Double | VitalSigns | IntelliVue MX800 | VENT: cktO2
4727 | Barometric Pressure in Sample Chamber | - | This variable is obsolete that may be removed in a future release. It is duplicated with variable 4082. | Double | OtherMeasuredData | IntelliVue MX800 | Obsolete Variables
4728 | Minute Volume | - |  | Double | VitalSigns | IntelliVue MX800 | MINVOL
4729 | Mean Airway Pressure | - |  | Double | VitalSigns | IntelliVue MX800 | MnAwP
4730 | Airway Respiration Rate | - |  | Double | VitalSigns | Common | awRR
4731 | Inspiratory Airway Pressure Waveform | - |  | Double | Waveforms | IntelliVue MX800 | Waves: AWPin
4732 | Inspiratory Flow Waveform | - |  | Double | Waveforms | IntelliVue MX800 | Waves: AWFin
4733 | HFV Inspired Mandatory Minute Volume | - |  | Double | VitalSigns | IntelliVue MX800 | HFMVin
4734 | HFV Gas Transport Coefficient Value | - |  | Double | VitalSigns | IntelliVue MX800 | DCO2
4735 | HFV Inspired Tidal Volume | - |  | Double | VitalSigns | IntelliVue MX800 | VENT: HFTVin
4736 | HFV Tidal Volume | - |  | Double | VitalSigns | IntelliVue MX800 | VENT: HFVTV
4738 | Generic Heart Rate | - | Heart Rate received from an external device | Double | VitalSigns | IntelliVue MX800 | extHR
4739 | PERF from the 2nd SpO2/PLETH module | - |  | Double | VitalSigns | IntelliVue MX800 | Available only in revF or earlier
4741 | Percent Alpha (Left) | - |  | Double | VitalSigns | IntelliVue MX800 | EEG: LT %AL
4742 | Percent Beta (Left) | - |  | Double | VitalSigns | IntelliVue MX800 | EEG: LT %BE
4745 | Absolute Alpha (Left) | - |  | Double | VitalSigns | IntelliVue MX800 | EEG: LT AL
4746 | Absolute Beta (Left) | - |  | Double | VitalSigns | IntelliVue MX800 | EEG: LT BE
4747 | Absolute Delta (Left) | - |  | Double | VitalSigns | IntelliVue MX800 | EEG: LT DL
4748 | Absolute Theta (Left) | - |  | Double | VitalSigns | IntelliVue MX800 | EEG: LT TH
4749 | Mean Dominant Frequency (Left) | - |  | Double | VitalSigns | IntelliVue MX800 | EEG: LT MDF
4750 | Median Power Frequency (Left) | - |  | Double | VitalSigns | IntelliVue MX800 | EEG: LT MPF
4751 | Peak Power Frequency (Left) | - |  | Double | VitalSigns | IntelliVue MX800 | EEG: LT PPF
4752 | Spectral Edge Frequency (Left) | - |  | Double | VitalSigns | IntelliVue MX800 | EEG: LT SEF
4753 | Total Power (Left) | - |  | Double | VitalSigns | IntelliVue MX800 | EEG: LT TP
4754 | Scale of the Left Channel EEG Wave | - |  | Double | VitalSigns | IntelliVue MX800 | EEG: LSCALE
4755 | Percent Alpha (Right) | - |  | Double | VitalSigns | IntelliVue MX800 | EEG: RT %AL
4756 | Percent Beta (Right) | - |  | Double | VitalSigns | IntelliVue MX800 | EEG: RT %BE
4759 | Absolute Alpha (Right) | - |  | Double | VitalSigns | IntelliVue MX800 | EEG: RT AL
4760 | Absolute Beta (Right) | - |  | Double | VitalSigns | IntelliVue MX800 | EEG: RT BE
4761 | Absolute Delta (Right) | - |  | Double | VitalSigns | IntelliVue MX800 | EEG: RT DL
4762 | Absolute Theta (Right) | - |  | Double | VitalSigns | IntelliVue MX800 | EEG: RT TH
4763 | Mean Dominant Frequency (Right) | - |  | Double | VitalSigns | IntelliVue MX800 | EEG: RT MDF
4764 | Median Power Frequency (Right) | - |  | Double | VitalSigns | IntelliVue MX800 | EEG: RT MPF
4765 | Peak Power Frequency (Right) | - |  | Double | VitalSigns | IntelliVue MX800 | EEG: RT PPF
4766 | Spectral Edge Frequency (Right) | - |  | Double | VitalSigns | IntelliVue MX800 | EEG: RT SEF
4767 | Total Power (Right) | - |  | Double | VitalSigns | IntelliVue MX800 | EEG: RT TP
4768 | Scale of the Right Channel EEG Wave | - |  | Double | VitalSigns | IntelliVue MX800 | EEG: RSCALE
4769 | Duration of Positive Pressure | - |  | Double | VitalSigns | IntelliVue MX800 | Available only in revF or earlier
4772 | Fresh Gas N2O Concentration | - |  | Double | VitalSigns | IntelliVue MX800 | fgN2O
4774 | Liquid Level (Anesthetic Agent Bottle) | - |  | Double | OtherMeasuredData | IntelliVue MX800 | AGTLev
4775 | Liquid Level (ISOflurane Bottle) | - |  | Double | OtherMeasuredData | IntelliVue MX800 | ISOLev
4776 | Liquid Level (ENFlurane Bottle) | - |  | Double | OtherMeasuredData | IntelliVue MX800 | ENFLev
4777 | Liquid Level (HALothane Bottle) | - |  | Double | OtherMeasuredData | IntelliVue MX800 | HALLev
4778 | Liquid Level (DESflurane Bottle) | - |  | Double | OtherMeasuredData | IntelliVue MX800 | DESLev
4779 | Liquid Level (SEVoflurane Bottle) | - |  | Double | OtherMeasuredData | IntelliVue MX800 | SEVLev
4780 | Invasive Blood Pressure Wave | - |  | Double | Waveforms | IntelliVue MX800 | Waves: P
4781 | Urine Shift Volume | - |  | Double | VitalSigns | IntelliVue MX800 | UrVSht
4782 | Urine Flow Rate | - |  | Double | VitalSigns | IntelliVue MX800 | UrFl
4786 | Mean Dominant Frequency (CH1) | - |  | Double | VitalSigns | IntelliVue MX800 | EEG: Frequ1
4787 | Mean Dominant Frequency (CH2) | - |  | Double | VitalSigns | IntelliVue MX800 | EEG: Frequ2
4788 | Peak Power Frequency (CH1) | - |  | Double | VitalSigns | IntelliVue MX800 | EEG: Frequ1
4789 | Peak Power Frequency (CH2) | - |  | Double | VitalSigns | IntelliVue MX800 | EEG: Frequ2
4794 | % of Power in the Alpha Band (CH1) | - |  | Double | VitalSigns | IntelliVue MX800 | EEG: Prcnt1
4795 | % of Power in the Alpha Band (CH2) | - |  | Double | VitalSigns | IntelliVue MX800 | EEG: Prcnt2
4796 | % of Power in the Beta Band (1st EEG) | - |  | Double | VitalSigns | IntelliVue MX800 | EEG: Prcnt1
4797 | % of Power in the Beta Band (2nd EEG) | - |  | Double | VitalSigns | IntelliVue MX800 | EEG: Prcnt2
4800 | Hemoglobin | - |  | Double | VitalSigns | IntelliVue MX800 | Hb
4801 | Patient Temperature | - |  | Double | VitalSigns | IntelliVue MX800 | Available only in revF or earlier
4802 | Capillaries pH Value | - |  | Double | VitalSigns | IntelliVue MX800 | pHc
4803 | Adjusted pH (at Patient Temperature) | - | Adjusted pH at Patient Temperature | Double | VitalSigns | IntelliVue MX800 | &pH
4804 | Adjusted Capillaries pH Value | - |  | Double | VitalSigns | IntelliVue MX800 | &pHc
4805 | Partial O2 in the Capillaries | - |  | Double | VitalSigns | IntelliVue MX800 | PcO2
4806 | Adjusted PO2 (at Patient Temperature) | - | Adjusted PO2 at Patient Temperature | Double | VitalSigns | IntelliVue MX800 | &PO2
4807 | Adjusted PcO2 (at Patient Temperature) | - |  | Double | VitalSigns | IntelliVue MX800 | &PcO2
4808 | Venous CO2 Partial Pressure (PvCO2) | - |  | Double | VitalSigns | IntelliVue MX800 | PvCO2
4809 | Partial CO2 in the Capillaries | - |  | Double | VitalSigns | IntelliVue MX800 | PcCO2
4811 | Adjusted PcCO2 (at Patient Temperature) | - |  | Double | VitalSigns | IntelliVue MX800 | &PcCO2
4812 | Calculated Total CO2 (tCO2) | - |  | Double | VitalSigns | IntelliVue MX800 | CALC: 'tCO2
4813 | Calculated SO2 | - | Calculated SaO2 | Double | VitalSigns | IntelliVue MX800 | CALC: 'SaO2
4815 | Calculated SvO2 | - |  | Double | VitalSigns | IntelliVue MX800 | CALC: 'SvO2
4816 | Calculated ScO2 | - |  | Double | VitalSigns | IntelliVue MX800 | CALC: 'ScO2
4817 | Calculated HCO3 | - |  | Double | VitalSigns | IntelliVue MX800 | CALC: HCO3
4818 | Base Excess of Extra Cellular Fluid | - |  | Double | VitalSigns | IntelliVue MX800 | CALC: Beecf
4819 | Calculated Anion Gap | - |  | Double | VitalSigns | IntelliVue MX800 | CALC: AnGap
4821 | Urea | - | Measured by the i-Stat module. | Double | VitalSigns | IntelliVue MX800 | Urea
4822 | Manually Entered FiO2 | - | In the Blood Review window. | Double | Settings | IntelliVue MX800 | Available only in revF or earlier
4823 | Calculated Arterial Blood Base Excess | - |  | Double | VitalSigns | IntelliVue MX800 | BE,B
4824 | Ionized Magnesium | - |  | Double | VitalSigns | IntelliVue MX800 | iMg
4826 | Desired Module Temperature | - | It's the selected/adjusted Temp in i-Stat Window. | Double | Settings | IntelliVue MX800 | Available only in revF or earlier
4827 | Calculated BUN/Creatinine Ratio | - | Calculated by the i-Stat module. | Double | VitalSigns | IntelliVue MX800 | B/Cre
4828 | Calculated Urea/Creatinine Ratio | - | Calculated by the i-Stat module. | Double | VitalSigns | IntelliVue MX800 | U/Cre
4829 | Lactate | - | Measured value by the i-Stat module. | Double | VitalSigns | IntelliVue MX800 | Lact
4830 | Device Simulator Status | - | Device data with the values: Passed and Failed. | Double | DeviceInfo | IntelliVue MX800 | Available only in revF or earlier
4835 | Pressure of Sensor 1 | - | Pressure value of sensor 1. Device specific data. | Double | VitalSigns | IntelliVue MX800 | Available only in revF or earlier
4836 | Pressure of Sensor 2 | - | Pressure value of sensor 2. Device specific data. | Double | VitalSigns | IntelliVue MX800 | Available only in revF or earlier
4837 | Module Temperature | - |  | Double | OtherMeasuredData | IntelliVue MX800 | Available only in revF or earlier
4843 | Air Temperature | - |  | Double | OtherMeasuredData | IntelliVue MX800 | Available only in revF or earlier
4844 | Micro Environment Air Temperature Setting | - |  | Double | Settings | IntelliVue MX800 | sTemp
4847 | Weight of the Urine Disposable Bag | - |  | Double | VitalSigns | IntelliVue MX800 | BagWgt
4848 | Total Urine Volume of the Current Measurement Period | - |  | Double | VitalSigns | IntelliVue MX800 | tUrVol
4849 | Urine Fluid Density | - |  | Double | VitalSigns | IntelliVue MX800 | UrDens
4850 | Urine Fluid Temperature | - |  | Double | VitalSigns | IntelliVue MX800 | Available only in revF or earlier
4854 | Ventilation Activated Status | - | Parameter to Informs whether the Patient is Ventilated | Double | VitalSigns | IntelliVue MX800 | VENT: PtVent
4856 | Simplified Acuity Physiologic Score | - |  | Double | VitalSigns | IntelliVue MX800 | Available only in revF or earlier
4857 | Value Normal | - | Missing parameters in SAPS parameter set which are considered in normal range. | Double | VitalSigns | IntelliVue MX800 | Available only in revF or earlier
4858 | Aspartate Aminotransferase | - |  | Double | VitalSigns | IntelliVue MX800 | Available only in revF or earlier
4859 | Spontaneous Respiration Rate | - |  | Double | VitalSigns | IntelliVue MX800 | SpRR
4864 | Current Fluid in Urine Bag | - |  | Double | VitalSigns | IntelliVue MX800 | BagVol
4865 | Cardiac Function Index (Thermodilution) | - |  | Double | VitalSigns | IntelliVue MX800 | iCFI
4866 | Intrathoracic Blood Volume (Thermodilution) | - |  | Double | VitalSigns | IntelliVue MX800 | iITVB
4867 | Intrathoracic Blood Volume Index (Thermodilution) | - |  | Double | VitalSigns | IntelliVue MX800 | iITBVI
4868 | Extravascular Lung Water (Thermodilution) | - |  | Double | VitalSigns | IntelliVue MX800 | iEVLW
4869 | Extravascular Lung Water Index (Thermodilution) | - |  | Double | VitalSigns | IntelliVue MX800 | iEVLWI
4873 | NMT TOF Count | - |  | Double | VitalSigns | IntelliVue MX800 | NMT: TOFcnt
4874 | NMT TOF Ratio | - |  | Double | VitalSigns | IntelliVue MX800 | NMT: TOFrat
4875 | Twitch Height of the 1Hz/0.1Hz Stimulation Response | - |  | Double | VitalSigns | IntelliVue MX800 | NMT: Twitch
4876 | Post Tetatic Count | - |  | Double | VitalSigns | IntelliVue MX800 | NMT: PTC
4877 | Remaining Time to Next Stimulation | - |  | Double | VitalSigns | IntelliVue MX800 | NMT: RemTi
4878 | TOF Response TOF1 | - |  | Double | VitalSigns | IntelliVue MX800 | NMT: TOF1
4879 | TOF Response TOF2 | - |  | Double | VitalSigns | IntelliVue MX800 | NMT: TOF2
4880 | TOF Response TOF3 | - |  | Double | VitalSigns | IntelliVue MX800 | NMT: TOF3
4881 | TOF Response TOF4 | - |  | Double | VitalSigns | IntelliVue MX800 | NMT: TOF4
4883 | Activated Partial Thromboplastin Time (aPTT Whole Blood Time) | - |  | Double | VitalSigns | IntelliVue MX800 | aPTTWB
4884 | Activated Partial Thromboplastin Time (aPTT Plasma Equivalent Time) | - |  | Double | VitalSigns | IntelliVue MX800 | aPTTPE
4886 | Prothrombin Time (Whole Blood Time) | - |  | Double | VitalSigns | IntelliVue MX800 | PT WB
4887 | Prothrombin Time (Plasma Equivalent Time) | - |  | Double | VitalSigns | IntelliVue MX800 | PT PE
4888 | Prothrombin Time Ratio | - |  | Double | VitalSigns | IntelliVue MX800 | PTrat
4889 | Spontaneous Inspiration Time | - |  | Double | VitalSigns | IntelliVue MX800 | InsTi
4890 | Overdistension Index | - |  | Double | VitalSigns | IntelliVue MX800 | C20/C
4891 | Lung Time Constant | - |  | Double | VitalSigns | IntelliVue MX800 | TC
4892 | Airway Correlation Coefficient | - |  | Double | VitalSigns | IntelliVue MX800 | r
4893 | Rate Volume Ratio | - |  | Double | VitalSigns | IntelliVue MX800 | RVrat
4894 | Normalized Ionized Calcium (Ca) | - |  | Double | VitalSigns | IntelliVue MX800 | iCa(N)
4956 | Peak Inspiratory Flow Setting | - |  | Double | Settings | IntelliVue MX800 | s%PIF
4957 | Trigger Sensitivity Setting | - |  | Double | Settings | IntelliVue MX800 | Available only in revF or earlier
4958 | Plateau Time Setting | - |  | Double | Settings | IntelliVue MX800 | sPltTi
4959 | Multiple Sigh Number Setting | - |  | Double | Settings | IntelliVue MX800 | VENT: sSghNr
4960 | Apnea Tidal Volume Setting | - |  | Double | Settings | IntelliVue MX800 | sATV
4961 | Apnea Respiration Rate Setting | - |  | Double | Settings | IntelliVue MX800 | sARR
4962 | Apnea Peak Flow Setting | - |  | Double | Settings | IntelliVue MX800 | sAPkFl
4963 | Apnea Inspired O2 Setting | - |  | Double | Settings | IntelliVue MX800 | VENT: sAFIO2
4964 | PSV Pressure Setting | - | Pressure Support Ventilation Setting | Double | Settings | IntelliVue MX800 | VENT: sPSV
4966 | Sigh Activation Status | - |  | Double | DeviceInfo | IntelliVue MX800 | VENT: sEnSgh
4967 | Suction O2 Concentration Setting | - |  | Double | Settings | IntelliVue MX800 | VENT: sO2Suc
4968 | PCV Control Pressure Setting | - |  | Double | Settings | IntelliVue MX800 | VENT: sPin
4969 | PCV Inspiratory Time Setting | - |  | Double | Settings | IntelliVue MX800 | VENT: sPVinT
4970 | PCV Apnea Respiration Rate Setting | - |  | Double | Settings | IntelliVue MX800 | VENT: sAPVRR
4971 | PCV Apnea Inspiratory Time Setting | - |  | Double | Settings | IntelliVue MX800 | VENT: sAPVTi
4972 | PCV Apnea O2 Setting | - |  | Double | Settings | IntelliVue MX800 | VENT: sAPVO2
4973 | PCV Apnea High Airway Pressure Setting | - |  | Double | Settings | IntelliVue MX800 | VENT: sAPVhP
4975 | Inspiratory Component of I:E Ratio Setting | - | Pressure Ventilation I component of I:E Ratio setting | Double | Settings | IntelliVue MX800 | sPVI
4976 | Expiratory Component of I:E Ratio Setting | - | Pressure Ventilation E component of I:E Ratio setting | Double | Settings | IntelliVue MX800 | sPVE
4977 | Inspiratory Component of Apnea Ventilation I:E Ratio Setting | - |  | Double | Settings | IntelliVue MX800 | sAPVI
4978 | Expiratory Component of Apnea Ventilation I:E Ratio Setting | - |  | Double | Settings | IntelliVue MX800 | sAPVE
4979 | Setting: Pressure Ventilation Control | - |  | Double | Settings | IntelliVue MX800 | Available only in revF or earlier
4981 | Cycle Time Setting | - |  | Double | Settings | IntelliVue MX800 | sCycTi
4982 | IPPV Ventilation Respiration Rate Setting | - |  | Double | Settings | IntelliVue MX800 | VENT: sIPPV
4983 | IMV Ventilation Respiration Rate Setting | - |  | Double | Settings | IntelliVue MX800 | VENT: sIMV
4984 | Pressure Support PEEP Setting | - |  | Double | Settings | IntelliVue MX800 | VENT: sSPEEP
4987 | Apnea Ventilation Delay | - |  | Double | Settings | IntelliVue MX800 | Available only in revF or earlier
4989 | O2 Monitoring Mode | - |  | Double | DeviceInfo | IntelliVue MX800 | VENT: sO2Mon
4990 | O2 Calibration Mode | - |  | Double | DeviceInfo | IntelliVue MX800 | VENT: sO2Cal
4993 | Inspiratory Time Setting | - |  | Double | Settings | IntelliVue MX800 | VENT: sInsTi
4994 | Expiratory Time Setting | - |  | Double | Settings | IntelliVue MX800 | VENT: sExpTi
4996 | Alarm Percentage on Rise Time Setting | - |  | Double | Settings | IntelliVue MX800 | VENT: sALMRT
4997 | Continuous Positive Airway Pressure (CPAP) Setting | - | This is the device's measurement with label="NLS_NOM_SETT_CONC_AWAY_O2" and physio_id="NOM_CONC_AWAY_O2". | Double | Settings | IntelliVue MX800 | sCPAP
4998 | Ventilator Flow Setting | - |  | Double | Settings | IntelliVue MX800 | VENT: sFlow
5000 | Low Inspiratory Pressure Setting | - |  | Double | Settings | IntelliVue MX800 | sPmin
5001 | HFV Flow Setting | - |  | Double | Settings | IntelliVue MX800 | sHFVFl
5002 | HFV Respiration Rate Setting | - |  | Double | Settings | IntelliVue MX800 | sHFVRR
5005 | Mechanical Ventilation Activated Status | - | Controlled Mechanical Ventilation Setting | Double | DeviceInfo | IntelliVue MX800 | VENT: sCMV
5006 | SIMV Mode | - | Synchronized Intermittent Mandatory Ventilation Setting | Double | DeviceInfo | IntelliVue MX800 | VENT: sSIMV
5007 | Mandatory Inspired Minute Volume Setting | - |  | Double | Settings | IntelliVue MX800 | VENT: sMMV
5009 | Infusion Pump Delivery Rate Setting | - |  | Double | Settings | IntelliVue MX800 | sDRate
5011 | Airway Respiration Rate Setting | - |  | Double | Settings | IntelliVue MX800 | sAWRR
5012 | Trigger Flow/Volume Setting | - | This is the device's measurement with label="NLS_NOM_SETT_VENT_VOL_LUNG_TRAPD" and physio_id="NOM_SETT_VENT_VOL_LUNG_TRAPD". | Double | Settings | IntelliVue MX800 | VENT: sTrVol
5013 | Apnea Alarm Delay | - |  | Double | DeviceInfo | IntelliVue MX800 | sAADel
5014 | HFV Amplitude Setting | - |  | Double | Settings | IntelliVue MX800 | sHFVAm
5015 | Volume Alarm Delay | - |  | Double | Settings | IntelliVue MX800 | sMVDel
5016 | Pressure Increase Rate Setting | - |  | Double | Settings | IntelliVue MX800 | VENT: sPincR
5017 | Volume Warning Setting | - | Delivered by the Evita 2 VueLink Driver. | Double | Settings | IntelliVue MX800 | VENT: sVmax
5026 | Airway Inspiratory Pressure Lower Alarm Limit | - |  | Double | Settings | IntelliVue MX800 | AlarmLimit: loPmax
5028 | Apnea Alarm Delay Setting | - |  | Double | Settings | IntelliVue MX800 | Available only in revF or earlier
5029 | Pressure Ramp Setting (ASB Ramp) | - |  | Double | Settings | IntelliVue MX800 | Available only in revF or earlier
5030 | Applied Tidal Volume Setting | - |  | Double | Settings | IntelliVue MX800 | sTVap
5031 | Assist Pressure Sensitivity Setting | - | Assist Sensitivity. Used by the Bear 1000 ventilator. | Double | Settings | IntelliVue MX800 | sSens
5032 | High Inspiratory Pressure Setting | - |  | Double | Settings | IntelliVue MX800 | Available only in revF or earlier
5033 | Background Flow Setting | - |  | Double | Settings | IntelliVue MX800 | VENT: sBkgFl
5035 | Vaporizer Agent Concentration Setting | - |  | Double | Settings | IntelliVue MX800 | sAGT
5036 | Vaporizer Isoflurane Concentration Setting | - |  | Double | Settings | IntelliVue MX800 | sISO
5037 | Vaporizer Enflurane Concentration Setting | - |  | Double | Settings | IntelliVue MX800 | sENF
5038 | Vaporizer Halothane Concentration Setting | - |  | Double | Settings | IntelliVue MX800 | sHAL
5039 | Vaporizer Desflurane Concentration Setting | - |  | Double | Settings | IntelliVue MX800 | sDES
5040 | Vaporizer Sevoflurane Concentration Setting | - |  | Double | Settings | IntelliVue MX800 | sSEV
5041 | Gas Measurement Sensor Position | - |  | Double | DeviceInfo | IntelliVue MX800 | VENT: sGasPr
5042 | O2 Measurement Sensor Position | - |  | Double | DeviceInfo | IntelliVue MX800 | VENT: sO2Pr
5044 | Inspired Tidal Volume Setting | - |  | Double | Settings | IntelliVue MX800 | sTVin
5045 | Incubator/Warmer Temperature Setting | - |  | Double | Settings | IntelliVue MX800
5046 | Preset Period of UrVol Setting | - |  | Double | Settings | IntelliVue MX800 | sUrTi
5050 | Low Time Setting | - | Setting variable for Evita 4 Airway Pressure Release Ventilation Mode. | Double | Settings | IntelliVue MX800 | VENT: sTlow
5051 | High Time Setting | - | Setting variable for Evita 4 Airway Pressure Release Ventilation Mode. | Double | Settings | IntelliVue MX800 | VENT: sThigh
5052 | Low Pressure Setting | - | Setting variable for Evita 4 Airway Pressure Release Ventilation Mode. | Double | Settings | IntelliVue MX800 | VENT: sPlow
5053 | High Pressure Setting | - | Setting variable for Evita 4 Airway Pressure Release Ventilation Mode. | Double | Settings | IntelliVue MX800 | VENT: sPhigh
5054 | Volume Assist Level Setting | - |  | Double | Settings | IntelliVue MX800 | VENT: sVolas
5055 | CPAP Flow Assist Level Setting | - |  | Double | Settings | IntelliVue MX800 | VENT: sFlas
5056 | Preset Stimulation Current Setting | - |  | Double | Settings | IntelliVue MX800 | sCurnt
5057 | Preset Stimulation Charge Setting | - |  | Double | Settings | IntelliVue MX800 | sChrge
5058 | Preset Stimulation Impulse Duration Setting | - |  | Double | Settings | IntelliVue MX800 | sPulsD
5059 | NMT TOF Repetition Time | - | Preset Train of Four (Slow TOF) Repetition Time Setting | Double | DeviceInfo | IntelliVue MX800 | NMT: sRepTi
5060 | Panting Limit Setting | - |  | Double | Settings | IntelliVue MX800 | VENT: sfmax
5065 | Airway Inspiratory Pressure Upper Alarm Limit | - | Alarm Limit: High Pressure | Double | Settings | IntelliVue MX800 | AlarmLimit: highP
5066 | Sigh Volume | - |  | Double | VitalSigns | IntelliVue MX800 | Vsigh
5069 | Sustained Pressure Alarm Limit | - |  | Double | Settings | IntelliVue MX800 | AlarmLimit: sustP
5072 | Intrathoracic Blood Volume (ITBV) | - |  | Double | VitalSigns | IntelliVue MX800 | ITBV
5073 | Intrathoracic Blood Volume Index (ITBI) | - |  | Double | VitalSigns | IntelliVue MX800 | ITBVI
5074 | Extravascular Lung Water | - |  | Double | VitalSigns | IntelliVue MX800 | EVLW
5075 | Extravascular Lung Water Index | - |  | Double | VitalSigns | IntelliVue MX800 | EVLWI
5076 | Global End Diastolic Volume | - |  | Double | VitalSigns | IntelliVue MX800 | GEDV
5077 | Global End Diastolic Volume Index | - |  | Double | VitalSigns | IntelliVue MX800 | GEDVI
5078 | Cardiac Function Index | - |  | Double | VitalSigns | IntelliVue MX800 | CFI
5079 | Mixed Venous O2 Saturation | - |  | Double | VitalSigns | IntelliVue MX800 | SvO2
5080 | Generic Term for the Transcutaneous Gases | - |  | Double | VitalSigns | IntelliVue MX800 | TCUT: tcGas
5083 | Intrinsic PEEP | - |  | Double | VitalSigns | IntelliVue MX800 | iPEEP
5086 | Positive Peak Inspiratory Pressure | - |  | Double | VitalSigns | IntelliVue MX800 | PIP
5087 | Dead Space to Tidal Volume Ratio | - |  | Double | VitalSigns | IntelliVue MX800 | Vd/Vt
5088 | Lung Volume Trapped | - |  | Double | VitalSigns | IntelliVue MX800 | VENT: TrpVol
5089 | Lung Vital Capacity | - |  | Double | VitalSigns | IntelliVue MX800 | VC
5090 | Generic Lung Compliance | - |  | Double | VitalSigns | IntelliVue MX800 | COMP
5092 | EEG Electromyography | - |  | Double | VitalSigns | IntelliVue MX800 | EEG: EMG
5093 | Suppression Ratio | - |  | Double | VitalSigns | IntelliVue MX800 | EEG: SR
5095 | EEG Peak Power Frequency | - |  | Double | VitalSigns | IntelliVue MX800 | EEG: PPF
5101 | End Tidal N2 | - |  | Double | VitalSigns | IntelliVue MX800 | N2
5102 | Inspired N2 | - |  | Double | VitalSigns | IntelliVue MX800 | N2
5109 | Generic Agent Wave | - |  | Double | Waveforms | IntelliVue MX800 | Waves: AGT
5110 | End Tidal MAC Concentration | - |  | Double | VitalSigns | IntelliVue MX800 | MAC
5111 | Left Ventricular Stroke Volume Index | - |  | Double | VitalSigns | IntelliVue MX800 | LVSWI
5112 | Left Ventricular Stroke Volume | - |  | Double | VitalSigns | IntelliVue MX800 | LVSW
5113 | Right Ventricular Stroke Volume | - |  | Double | VitalSigns | IntelliVue MX800 | RVSW
5114 | Glasgow Coma Score | - |  | Double | VitalSigns | IntelliVue MX800 | GCS
5115 | SubScore of the GCS - Eye Response | - |  | Double | VitalSigns | IntelliVue MX800 | EyeRsp
5116 | SubScore of the GCS - Motoric Response | - |  | Double | VitalSigns | IntelliVue MX800 | MotRsp
5117 | SubScore of the GCS - Verbal Response | - |  | Double | VitalSigns | IntelliVue MX800 | VblRsp
5118 | Head Circumference | - |  | Double | VitalSigns | IntelliVue MX800 | HC
5119 | pH in Arterial Blood | - |  | Double | VitalSigns | IntelliVue MX800 | Ph
5120 | Arterial Blood Hemoglobin (HB) | - |  | Double | VitalSigns | IntelliVue MX800 | Hb
5121 | pH in Venous Blood | - |  | Double | VitalSigns | IntelliVue MX800 | pHv
5122 | Urine Natrium | - |  | Double | VitalSigns | IntelliVue MX800 | UrNa
5123 | Natrium in Serum | - |  | Double | VitalSigns | IntelliVue MX800 | SerNa
5124 | pH in the Blood Plasma | - |  | Double | VitalSigns | IntelliVue MX800 | pH
5125 | Blood Natrium (Sodium) | - |  | Double | VitalSigns | IntelliVue MX800 | Na
5126 | Kalium (Potassium) | - |  | Double | VitalSigns | IntelliVue MX800 | K
5127 | Generic Glucose Parameter | - |  | Double | VitalSigns | IntelliVue MX800 | Glu
5128 | Partial CO2 | - |  | Double | VitalSigns | IntelliVue MX800 | PCO2
5129 | Partial O2 | - |  | Double | VitalSigns | IntelliVue MX800 | PO2
5130 | Base Excess of Blood | - |  | Double | VitalSigns | IntelliVue MX800 | BE
5131 | Percent Alveolarvenous Shunt Qs/Qt | - |  | Double | VitalSigns | IntelliVue MX800 | Qs/Qt
5132 | Extravascular Thermal Volume Index | - |  | Double | VitalSigns | IntelliVue MX800 | ETVI
5133 | VPB Rate | - |  | Double | VitalSigns | IntelliVue MX800 | Available only in revF or earlier
5134 | ECG Lead V1 Wave | - |  | Double | Waveforms | IntelliVue MX800 | Waves: V1
5135 | ECG Lead V2 Wave | - |  | Double | Waveforms | IntelliVue MX800 | Waves: V2
5136 | ECG Lead V3 Wave | - |  | Double | Waveforms | IntelliVue MX800 | Waves: V3
5137 | ECG Lead V4 Wave | - |  | Double | Waveforms | IntelliVue MX800 | Waves: V4
5138 | ECG Lead V5 Wave | - |  | Double | Waveforms | IntelliVue MX800 | Waves: V5
5139 | ECG Lead V6 Wave | - |  | Double | Waveforms | IntelliVue MX800 | Waves: V6
5140 | ECG Lead I Wave | - |  | Double | Waveforms | IntelliVue MX800 | Waves: I
5141 | ECG Lead II Wave | - |  | Double | Waveforms | IntelliVue MX800 | Waves: II
5142 | ECG Lead III Wave | - |  | Double | Waveforms | IntelliVue MX800 | Waves: III
5143 | ECG Lead aVR Wave | - |  | Double | Waveforms | IntelliVue MX800 | Waves: aVR
5144 | ECG Lead aVL Wave | - |  | Double | Waveforms | IntelliVue MX800 | Waves: aVL
5145 | ECG Lead aVF Wave | - |  | Double | Waveforms | IntelliVue MX800 | Waves: aVF
5185 | Mean Dominant Frequency (CH3) | - |  | Double | VitalSigns | IntelliVue MX800 | MDF3
5186 | Mean Dominant Frequency (CH4) | - |  | Double | VitalSigns | IntelliVue MX800 | MDF4
5189 | NMT DBS Count | - |  | Double | VitalSigns | IntelliVue MX800 | DBScnt
5191 | Peak Power Frequency (CH3) | - |  | Double | VitalSigns | IntelliVue MX800 | PPF3
5192 | Peak Power Frequency (CH4) | - |  | Double | VitalSigns | IntelliVue MX800 | PPF4
5497 | Pump Infusion Mode | - |  | Double | DeviceInfo | IntelliVue MX800 | sPuMod
5507 | Remaining Time Counter | - | Time to Elapse Counter used by the i-Stat module. | Double | OtherMeasuredData | IntelliVue MX800 | Elapse
5598 | APRV Low Pressure Synchronisation Time Setting | - |  | Double | Settings | IntelliVue MX800 | sTloS
5603 | APRV High Pressure Synchronisation Time Setting | - |  | Double | Settings | IntelliVue MX800 | sThiS
5614 | Acoustic Respiration Rate | - |  | Double | VitalSigns | IntelliVue MX800 | RRac
5616 | Regional O2 Saturation (rSO2 2) | - |  | Double | VitalSigns | Common
5617 | Regional O2 Saturation (rSO2 3) | - |  | Double | VitalSigns | Common
5620 | Regional O2 Saturation (rSO2 4) | - |  | Double | VitalSigns | Common
5632 | Regional O2 Saturation (rSO2 5) | - |  | Double | VitalSigns | IntelliVue MX800 | SO2 5
5633 | Regional O2 Saturation (rSO2 6) | - |  | Double | VitalSigns | IntelliVue MX800 | SO2 6
5637 | O2 Delivery Index (Thermodilution) | - |  | Double | VitalSigns | IntelliVue MX800 | iDO2I
5659 | Noninvasive Venous Hemoglobin (SpHbv) | - |  | Double | VitalSigns | IntelliVue MX800 | SpHbv
5660 | Noninvasive Arterial Hemoglobin (SpHba) | - |  | Double | VitalSigns | IntelliVue MX800 | SpHba
5661 | Generic Pulse Rate | - |  | Double | VitalSigns | IntelliVue MX800 | iAvgPR
5680 | Corrected Total Hemoglobin | - |  | Double | VitalSigns | IntelliVue MX800 | cSpHb
5681 | Corrected Arterial Total Hemoglobin | - |  | Double | VitalSigns | IntelliVue MX800 | cSpHb
5682 | Corrected Venous Total Hemoglobin | - |  | Double | VitalSigns | IntelliVue MX800 | cSpHbv
5694 | Systemic Vascular Resistance (Thermodilution) | - |  | Double | VitalSigns | IntelliVue MX800 | iSVR
5695 | Systemic Vascular Resistance Index (Thermodilution) | - |  | Double | VitalSigns | IntelliVue MX800 | iSVRI
5707 | Pulse Rate (Abdominal) | - |  | Double | VitalSigns | IntelliVue MX800 | Pulse
5719 | ECG Lead V3R | - |  | Double | VitalSigns | IntelliVue MX800 | ECG: ST
5720 | ECG Lead V4R | - |  | Double | VitalSigns | IntelliVue MX800 | ECG: ST
5721 | ECG Lead V5R | - |  | Double | VitalSigns | IntelliVue MX800 | ECG: ST
5763 | Inspired NO | - |  | Double | VitalSigns | IntelliVue MX800 | NO
5767 | ECG Lead V9 | - |  | Double | VitalSigns | IntelliVue MX800 | ECG: ST
5774 | ECG Lead V7 | - |  | Double | VitalSigns | IntelliVue MX800 | ECG: ST
5775 | ECG Lead V8 | - |  | Double | VitalSigns | IntelliVue MX800 | ECG: ST
5807 | Apnea Ventilation I:E Ratio Setting | unitless | This variable is associated with ChannelID identifier. This variable is calculated from variable 4977 and 4978, which is sent as a string in the format "1:xx.xx". | String | Settings | IntelliVue MX800 | Calculated Variables
5817 | Assisted Respiration Rate | - |  | Double | VitalSigns | IntelliVue MX800 | Rrasst
5818 | Correlation Coefficient Squared | - |  | Double | VitalSigns | IntelliVue MX800 | r2
5837 | ECG Lead V6R | - |  | Double | VitalSigns | IntelliVue MX800 | ECG: ST
5873 | Citrate Solution Concentration | - |  | Double | Settings | IntelliVue MX800 | sCitCo
5874 | Calcium Solution Concentration | - |  | Double | Settings | IntelliVue MX800 | sCConc
5886 | Citrate Acid Concentration | - |  | Double | Settings | IntelliVue MX800 | sCSCAC
5887 | Citrate Load Setting | - |  | Double | Settings | IntelliVue MX800 | sCitLo
5949 | Backup Respiration Rate Setting | - |  | Double | Settings | IntelliVue MX800 | sRRbak
5958 | Inspired Expired Pressure Difference | - |  | Double | VitalSigns | IntelliVue MX800 | sPi-e
5959 | Backup Inspired Expired Pressure Difference Setting | - |  | Double | Settings | IntelliVue MX800 | sPi-eB
6124 | Femoral Arterial Pressure Mean | - |  | Double | VitalSigns | IntelliVue MX800 | IBP: FAP
6125 | Femoral Arterial Pressure Systolic | - |  | Double | VitalSigns | IntelliVue MX800 | IBP: FAP
6126 | Femoral Arterial Pressure Diastolic | - |  | Double | VitalSigns | IntelliVue MX800 | IBP: FAP
6281 | Tidal Volume Lower Alarm Limit | - |  | Double | Settings | IntelliVue MX800 | AlarmLimit: lowTV
6283 | Minute Volume Lower Alarm Limit | - |  | Double | Settings | IntelliVue MX800 | AlarmLimit: lowMV
6322 | ECG Lead V7 Wave | - |  | Double | Waveforms | IntelliVue MX800 | Waves: V7
6323 | ECG Lead V8 Wave | - |  | Double | Waveforms | IntelliVue MX800 | Waves: V8
6324 | ECG Lead V9 Wave | - |  | Double | Waveforms | IntelliVue MX800 | Waves: V9
6326 | Airway Aux Wave | - |  | Double | Waveforms | IntelliVue MX800 | Waves: AWPx
6331 | Fetal DECG Wave | - |  | Double | Waveforms | IntelliVue MX800 | Waves: DECG
6339 | Patient BSA Formula | unitless | Consult detailed help for more information on this variable | Double | PatientInfo | Common | Patient Demographics
6343 | Platelets (Thrombocyte Count) | - |  | Double | VitalSigns | IntelliVue MX800 | Plts
6388 | Endotracheal Tube Type | - |  | Double | DeviceInfo | IntelliVue MX800 | sTube
6390 | Minute Volume Upper Alarm Limit | - |  | Double | Settings | IntelliVue MX800 | AlarmLimit: highMV
6394 | Pulse Rate from Plethysmogram | - |  | Double | VitalSigns | Common | Pulse
6396 | ECG Ectopic Status | - | Consult detailed help for more information on this variable | Double | VitalSigns | Common | Ectopic Status (on IntelliVue)
6399 | ST Lead ES | - |  | Double | VitalSigns | IntelliVue MX800 | ECG: ST
6400 | ST Lead AS | - |  | Double | VitalSigns | IntelliVue MX800 | ECG: ST
6401 | ST Lead AI | - |  | Double | VitalSigns | IntelliVue MX800 | ECG: ST
6402 | ST Index | - |  | Double | VitalSigns | IntelliVue MX800 | ECG: Stindx
6409 | Pulse Pressure | - |  | Double | VitalSigns | IntelliVue MX800 | PP
6410 | Mean Transit Time (MTt) | - |  | Double | VitalSigns | IntelliVue MX800 | Available only in revF or earlier
6450 | Alveolar Dead Space | - |  | Double | VitalSigns | IntelliVue MX800 | Vdalv
6451 | Tympanic Temperature | - |  | Double | VitalSigns | IntelliVue MX800 | Ttymp
6452 | Injectate Volume (CO) | - |  | Double | VitalSigns | IntelliVue MX800 | InjVol
6453 | SpO2 (Telemetry) | - |  | Double | VitalSigns | IntelliVue MX800 | %SpO2T
6454 | Pulse Rate (Telemetry) | - |  | Double | VitalSigns | IntelliVue MX800 | PulseT
6455 | Intracranial Pressure ICP1 (Systolic) | - |  | Double | VitalSigns | IntelliVue MX800 | IBP: IC2
6456 | Intracranial Pressure ICP1 (Diastolic) | - |  | Double | VitalSigns | IntelliVue MX800 | IBP: IC1
6457 | Intracranial Pressure ICP1 (Mean) | - |  | Double | VitalSigns | IntelliVue MX800 | IBP: IC3
6458 | Intracranial Pressure ICP2 Systolic | - |  | Double | VitalSigns | IntelliVue MX800 | IBP: IC2
6459 | Intracranial Pressure ICP2 Diastolic | - |  | Double | VitalSigns | IntelliVue MX800 | IBP: IC2
6460 | Intracranial Pressure ICP2 Mean | - |  | Double | VitalSigns | IntelliVue MX800 | IBP: IC2
6461 | Brachial Arterial Pressure (BA) Systolic | - |  | Double | VitalSigns | IntelliVue MX800 | IBP: BAP
6462 | Brachial Arterial Pressure (BA) Diastolic | - |  | Double | VitalSigns | IntelliVue MX800 | IBP: BAP
6463 | Brachial Arterial Pressure (BA) Mean | - |  | Double | VitalSigns | IntelliVue MX800 | IBP: BAP
6464 | Vesical Temperature (Bladder) | - |  | Double | VitalSigns | IntelliVue MX800 | Tvesic
6465 | Cerebral Temperature | - |  | Double | VitalSigns | IntelliVue MX800 | Tcereb
6466 | ST Level for Lead I | - |  | Double | VitalSigns | IntelliVue MX800 | ECG: Rf-I
6467 | ST Level for Lead II | - |  | Double | VitalSigns | IntelliVue MX800 | ECG: Rf-II
6468 | ST Level for Lead III | - |  | Double | VitalSigns | IntelliVue MX800 | ECG: Rf-III
6469 | ST Level for Lead aVR | - |  | Double | VitalSigns | IntelliVue MX800 | ECG: Rf-aVR
6470 | ST Level for Lead aVL | - |  | Double | VitalSigns | IntelliVue MX800 | ECG: Rf-aVL
6471 | ST Level for Lead aVF | - |  | Double | VitalSigns | IntelliVue MX800 | ECG: Rf-aVF
6472 | ST Level for Lead V1 | - |  | Double | VitalSigns | IntelliVue MX800 | ECG: Rf-V1
6473 | ST Level for Lead V2 | - |  | Double | VitalSigns | IntelliVue MX800 | ECG: Rf-V2
6474 | ST Level for Lead V3 | - |  | Double | VitalSigns | IntelliVue MX800 | ECG: Rf-V3
6475 | ST Level for Lead V4 | - |  | Double | VitalSigns | IntelliVue MX800 | ECG: Rf-V4
6476 | ST Level for Lead V5 | - |  | Double | VitalSigns | IntelliVue MX800 | ECG: Rf-V5
6477 | ST Level for Lead V6 | - |  | Double | VitalSigns | IntelliVue MX800 | ECG: Rf-V6
6478 | Prothrombin Time (International Normalized Ratio) | - |  | Double | VitalSigns | IntelliVue MX800 | PT INR
6479 | PSV Tidal Volume | - | Tidal Volume in Pressure Support Ventilation Mode | Double | VitalSigns | IntelliVue MX800 | TVPSV
6480 | Negative Inspiratory Force Index | - |  | Double | VitalSigns | IntelliVue MX800 | Available only in revF or earlier
6481 | A-Line ARX Index | - |  | Double | VitalSigns | IntelliVue MX800 | EEG: AAI
6484 | Impedance Cardiography (ICG) Wave | - |  | Double | Waveforms | IntelliVue MX800 | Waves: ICG
6485 | Thoracic Fluid Content | - |  | Double | VitalSigns | IntelliVue MX800 | TFC
6486 | Thoracic Fluid Content Index | - |  | Double | VitalSigns | IntelliVue MX800 | TFI
6487 | Accelerated Cardiac Index | - |  | Double | VitalSigns | IntelliVue MX800 | ACI
6488 | Heart Contractility Index | - |  | Double | VitalSigns | IntelliVue MX800 | HI
6489 | O2 Saturation (Left) | - |  | Double | VitalSigns | IntelliVue MX800 | SO2 l
6490 | O2 Saturation (Right) | - |  | Double | VitalSigns | IntelliVue MX800 | SO2 r
6491 | Pulse Pressure Variation | - |  | Double | VitalSigns | IntelliVue MX800 | PPV
6492 | Downslope Time | - |  | Double | VitalSigns | IntelliVue MX800 | Available only in revF or earlier
6493 | Pulmonary Vascular Permeability Index | - | This is the device's measurement with label="NLS_NOM_PERM_VASC_PULM_INDEX" and physio_id="NOM_PERM_VASC_PULM_INDEX". See also variable 8791. | Double | VitalSigns | IntelliVue MX800 | PVPI
6502 | ART Pulse Rate | - | ART pulse rate | Double | VitalSigns | IntelliVue MX800 | Pulse
6543 | Umbilical Arterial Pressure Pulse Rate | - |  | Double | VitalSigns | IntelliVue MX800 | Pulse
6544 | Patient Visit Number | unitless | Patient encounter ID contains the ID of the current visit of the patient | String | PatientInfo | IntelliVue MX800 | Patient Demographics
6555 | Patient Height at Entered Time | - |  | Double | PatientInfo | Common | Patient Demographics
6557 | Patient Weight at Entered Time | - |  | Double | PatientInfo | Common | Patient Demographics
6567 | Patient Body Surface Area (BSA) | - |  | Double | PatientInfo | Common | Patient Demographics
6685 | Inspired O2 Setting (FiO2) | - |  | Double | Settings | IntelliVue MX800 | VENT: sFIO2
6702 | Inspiratory Component of I:E Ratio Setting | - |  | Double | Settings | IntelliVue MX800 | sI
6703 | Expiratory Component of I:E Ratio Setting | - |  | Double | Settings | IntelliVue MX800 | sE
6735 | Lung Elastance | - |  | Double | VitalSigns | IntelliVue MX800 | E
6739 | Backup Inspiratory Time Setting | - |  | Double | Settings | IntelliVue MX800 | sInTiB
6744 | Pressure Support Level Above Phigh | - |  | Double | Settings | IntelliVue MX800 | sdPin
6746 | Total Respiration Duration Setting | - |  | Double | Settings | IntelliVue MX800 | sBreaT
6772 | Heater Power | - |  | Double | DeviceInfo | IntelliVue MX800 | sPower
6861 | Capillary Refill Time | - |  | Double | VitalSigns | IntelliVue MX800 | CRT
6935 | Estimated Patient Circuit Leakage | - |  | Double | OtherMeasuredData | IntelliVue MX800 | LkPat
6936 | Estimated Ventilation Total Leakage | - |  | Double | OtherMeasuredData | IntelliVue MX800 | LkTot
6967 | Ventilation Mode Additional Information | - |  | Double | DeviceInfo | IntelliVue MX800 | sVSupp
6995 | Backup Plateau Time Setting | - |  | Double | Settings | IntelliVue MX800 | sPltTA
7000 | ECG Lead V3R Wave | - |  | Double | Waveforms | IntelliVue MX800 | Waves: V3R
7001 | ECG Lead V4R Wave | - |  | Double | Waveforms | IntelliVue MX800 | Waves: V4R
7002 | ECG Lead V5R Wave | - |  | Double | Waveforms | IntelliVue MX800 | Waves: V5R
7003 | ECG Lead V6R Wave | - |  | Double | Waveforms | IntelliVue MX800 | Waves: V6R
7019 | Signal Quality Index (BIS) | - | This variable is associated with ChannelID identifier. | Double | OtherMeasuredData | IntelliVue MX800 | SQI L/SQI R
7106 | Continuous NIBP Systolic | - |  | Double | VitalSigns | IntelliVue MX800 | cNBP SYS
7107 | Continuous NIBP Diastolic | - |  | Double | VitalSigns | IntelliVue MX800 | cNBP DIA
7108 | Continuous NIBP Mean | - |  | Double | VitalSigns | IntelliVue MX800 | cNBP MEAN
7118 | Next Intervention Time | - |  | Double | OtherMeasuredData | IntelliVue MX800 | InTtvTi
7315 | Total Power (CH3) | - |  | Double | VitalSigns | IntelliVue MX800 | TP3
7316 | Total Power (CH4) | - |  | Double | VitalSigns | IntelliVue MX800 | TP4
7335 | Total Power (Left) | - |  | Double | VitalSigns | IntelliVue MX800 | TP L
7336 | Total Power (Right) | - |  | Double | VitalSigns | IntelliVue MX800 | TP R
7414 | PCV I:E Ratio Setting | unitless | This variable is associated with ChannelID identifier. This variable is calculated from variable 4975 and 4976, which is sent as a string in the format "1:xx.xx". | String | Settings | IntelliVue MX800 | Calculated Variables
7434 | Inspiratory CO2 (FiCO2) | - |  | Double | VitalSigns | IntelliVue MX800 | VENT: FICO2
7532 | End Tidal NO2 | - |  | Double | VitalSigns | IntelliVue MX800 | NO2
7535 | Fresh Gas Total Flow | - |  | Double | OtherMeasuredData | IntelliVue MX800 | fgFlow
7545 | Bolus Volume Setting | - |  | Double | Settings | IntelliVue MX800 | sVBol
7557 | Generic NIBP Pressure | - | Available on IntelliVue devices with firmware revision G or later. | Double | VitalSigns | Common | NBP
7587 | Endotracheal Tube Diameter | - |  | Double | DeviceInfo | IntelliVue MX800 | sTubeD
7640 | Mandatory Respiration Rate | - |  | Double | VitalSigns | IntelliVue MX800 | VENT: MRR
7641 | Mandatory Minute Volume | - |  | Double | VitalSigns | IntelliVue MX800 | VENT: MMV
7642 | Mandatory Tidal Volume | - |  | Double | VitalSigns | IntelliVue MX800 | VENT: MTV
7644 | N2O Consumption | - |  | Double | OtherMeasuredData | IntelliVue MX800 | AccN2O
7765 | Device Power Up Time | s | Number of seconds since the Monitor device's last power-on. | Double | DeviceInfo | Common | System Information
7768 | O2 Consumption | - |  | Double | VitalSigns | IntelliVue MX800 | AccO2
7770 | Air Consumption | - |  | Double | VitalSigns | IntelliVue MX800 | AccAir
7773 | Arterial Blood Pressure (ABP) | - | Available on IntelliVue devices with firmware revision G or later. Arterial Blood Pressure (NOM_PRESS_BLD_ART_ABP). | Double | VitalSigns | Common | IBP: ABP
7777 | ABP Pulse Rate | - | ABP pulse rate | Double | VitalSigns | IntelliVue MX800 | Pulse
7797 | Signal Noise Ratio (CCO) | - |  | Double | VitalSigns | IntelliVue MX800 | SNR
7803 | Spontaneous Airway Respiration Rate | - |  | Double | VitalSigns | IntelliVue MX800 | SpAWRR
7804 | Synchronized Respiration Rate | - |  | Double | VitalSigns | IntelliVue MX800 | RRsync
7805 | Mechanical Respiration Rate | - |  | Double | VitalSigns | IntelliVue MX800 | Available only in revF or earlier
7806 | Daily Urine Output | - |  | Double | VitalSigns | IntelliVue MX800 | U/O
7809 | Activated Partial Thromboplastin Time Ratio | - |  | Double | VitalSigns | IntelliVue MX800 | PTTrat
7810 | Global Ejection Fraction | - | This is the device's measurement with label="NLS_NOM_FRACT_EJECT" and physio_id="NOM_FRACT_EJECT". See also 8790. | Double | VitalSigns | IntelliVue MX800 | GEF
7811 | Generic CO2 Parameter | - | This variable contains "PECO2, Partial expired CO2", which is measured from label="NLS_NOM_VENT_AWAY_CO2_EXP", physio_id="NOM_VENT_AWAY_CO2_EXP". | Double | VitalSigns | IntelliVue MX800 | VENT: PECO2
7823 | Central Venous O2 Saturation (ScvO2) | - |  | Double | VitalSigns | IntelliVue MX800 | ScvO2
7858 | Suppression Ratio (BIS) | - | This variable is associated with ChannelID identifier. | Double | VitalSigns | IntelliVue MX800 | SR L/SR R
7865 | Right Ventricular Stroke Work Index | - |  | Double | VitalSigns | IntelliVue MX800 | RVSWI
7870 | Base Excess of Extracellular Fluid | - |  | Double | VitalSigns | IntelliVue MX800 | BEecf
7878 | Rise Time Setting | - |  | Double | Settings | IntelliVue MX800 | sRmpTi
7879 | Time Duration at Low Pressure (Tlow) | - |  | Double | VitalSigns | IntelliVue MX800 | Th/TL
7880 | Time Duration at High Pressure (Thigh) | - |  | Double | VitalSigns | IntelliVue MX800 | Th/TL
7904 | Spontaneous Tidal Volume | - |  | Double | VitalSigns | IntelliVue MX800 | VENT: SpTV
7905 | Cardiac Troponin l | - |  | Double | VitalSigns | IntelliVue MX800 | cTnI
7906 | Cardiopulmonary Bypass Status | - |  | Double | VitalSigns | IntelliVue MX800 | CPB
7907 | Cardiac Brain Natriuretic Peptide | - |  | Double | VitalSigns | IntelliVue MX800 | BNP
7908 | Mean Dominant Frequency | - |  | Double | VitalSigns | IntelliVue MX800 | EEG: MDF
7983 | Filtration Current Volume | - |  | Double | VitalSigns | IntelliVue MX800 | Vufr/h
7986 | Calcium Flow Rate Setting | - |  | Double | Settings | IntelliVue MX800 | sCSR
7987 | Calcium Compensation Setting | - |  | Double | Settings | IntelliVue MX800 | sCComp
8189 | Cerebral State Index (CSI) | - |  | Double | VitalSigns | IntelliVue MX800 | CSI
8201 | EEG Amplitude | - | This variable is associated with ChannelID identifier. | Double | VitalSigns | IntelliVue MX800 | aEEG1/aEEG2/aEEG3/aEEG4
8339 | Patient Middle Names | unitless | The Middle Name attribute contains the middle name of the patient. | String | PatientInfo | IntelliVue MX800 | Patient Demographics
8350 | Ao Pulse Rate | - |  | Double | VitalSigns | IntelliVue MX800 | Pulse
8351 | PAP Pulse Rate | - |  | Double | VitalSigns | IntelliVue MX800 | Pulse
8352 | CVP Pulse Rate | - |  | Double | VitalSigns | IntelliVue MX800 | Pulse
8353 | RAP Pulse Rate | - |  | Double | VitalSigns | IntelliVue MX800 | Pulse
8354 | LAP Pulse Rate | - |  | Double | VitalSigns | IntelliVue MX800 | Pulse
8355 | ICP Pulse Rate | - |  | Double | VitalSigns | IntelliVue MX800 | Pulse
8356 | Umbilical Venous Pressure Pulse Rate | - |  | Double | VitalSigns | IntelliVue MX800 | Pulse
8357 | FAP Pulse Rate | - |  | Double | VitalSigns | IntelliVue MX800 | Pulse
8358 | BAP Pulse Rate | - |  | Double | VitalSigns | IntelliVue MX800 | Pulse
8359 | IC1 Pulse Rate | - |  | Double | VitalSigns | IntelliVue MX800 | Pulse
8360 | Intracranial Pressure ICP2 Pulse Rate | - |  | Double | VitalSigns | IntelliVue MX800 | Pulse
8361 | Pulse Rate (P1) | - |  | Double | VitalSigns | IntelliVue MX800 | Pulse
8362 | Pulse Rate (P2) | - |  | Double | VitalSigns | IntelliVue MX800 | Pulse
8363 | Pulse Rate (P3) | - |  | Double | VitalSigns | IntelliVue MX800 | Pulse
8364 | Pulse Rate (P4) | - |  | Double | VitalSigns | IntelliVue MX800 | Pulse
8365 | Pulse Rate from Plethysmogram (Left) | - |  | Double | VitalSigns | IntelliVue MX800 | Pulse
8367 | Pleth Wave (Right) | - |  | Double | Waveforms | IntelliVue MX800 | Waves: PLETHr
8368 | Pleth Wave (Left) | - |  | Double | Waveforms | IntelliVue MX800 | Waves: PLETHl
8369 | Calculated SO2 | - |  | Double | VitalSigns | IntelliVue MX800 | CALC: 'SO2
8370 | Airway Respiration Rate (Ohmeda) | - |  | Double | VitalSigns | IntelliVue MX800 | VENT: RRaw
8371 | Airway Respiration Rate Setting (Ohmeda) | - |  | Double | Settings | IntelliVue MX800 | VENT: sRRaw
8372 | Fresh Gas O2 Concentration | - |  | Double | OtherMeasuredData | IntelliVue MX800 | fgO2
8373 | Manually entered FIO2 or Flow | - | This variable contains measurement from label "NLS_NOM_CONC_AWAY_O2" and observed value "NOM_CONC_AWAY_O2". | Double | VitalSigns | IntelliVue MX800 | O2
8374 | Generic O2 Parameter | - | This is the device's measurement with label="NLS_NOM_SETT_CONC_AWAY_O2" and physio_id="NOM_CONC_AWAY_O2". | Double |  | IntelliVue MX800 | sO2
8375 | Fresh Gas O2 Flow Setting | - | Mixer parameter. | Double | Settings | IntelliVue MX800 | sfgO2
8376 | Airway Pressure Numeric Value (Ohmeda) | - |  | Double | VitalSigns | IntelliVue MX800 | AWP
8377 | Inspiratory Peak Flow | - |  | Double | VitalSigns | IntelliVue MX800 | PIF
8378 | Maximum Pressure During Breathing Cycle | - |  | Double | VitalSigns | IntelliVue MX800 | VENT: Pmax
8379 | Peak Pressure | - |  | Double | VitalSigns | IntelliVue MX800 | Available only in revF or earlier
8380 | Peak Inspiratory Flow Setting | - |  | Double | Settings | IntelliVue MX800 | sPIF
8381 | Airway Maximum Pressure Setting | - |  | Double | Settings | IntelliVue MX800 | VENT: sPmax
8382 | Peak Inspiratory Pressure Setting | - |  | Double | Settings | IntelliVue MX800 | sPIP
8383 | Setting: Inspiratory Pressure (Ohmeda) | - |  | Double | Settings | IntelliVue MX800 | Available only in revF or earlier
8384 | Mean Airway Pressure (Ohmeda) | - |  | Double | VitalSigns | IntelliVue MX800 | Available only in revF or earlier
8385 | EEG Wave (Left) | - |  | Double | Waveforms | IntelliVue MX800 | Waves: LT EEG
8386 | EEG Wave (Right) | - |  | Double | Waveforms | IntelliVue MX800 | Waves: RT EEG
8387 | % of Power in the Delta Band - 1st EEG | - |  | Double | VitalSigns | IntelliVue MX800 | EEG: Prcnt1
8388 | % of Power in the Delta Band - 2nd EEG | - |  | Double | VitalSigns | IntelliVue MX800 | EEG: Prcnt2
8389 | Percent Delta - Left Side | - |  | Double | VitalSigns | IntelliVue MX800 | EEG: LT %DL
8390 | Percent Delta - Right Side | - |  | Double | VitalSigns | IntelliVue MX800 | EEG: RT %DL
8391 | % of Power in the Theta Band (1st EEG) | - |  | Double | VitalSigns | IntelliVue MX800 | EEG: Prcnt1
8392 | % of Power in the Theta Band (2nd EEG) | - |  | Double | VitalSigns | IntelliVue MX800 | EEG: Prcnt2
8393 | Percent Theta - Left Side | - |  | Double | VitalSigns | IntelliVue MX800 | EEG: LT %TH
8394 | Percent Theta - Right Side | - |  | Double | VitalSigns | IntelliVue MX800 | EEG: RT %TH
8395 | Generic Calculation Constant | - | This variable contains measurement from Philips label "NLS_NOM_NUM_CALC_CONST" and observed value "NOM_METRIC_NOS". See also variable 8493. | Double | VitalSigns | IntelliVue MX800 | CompCt
8396 | Pressure Ventilation Control Pressure | - |  | Double | VitalSigns | IntelliVue MX800 | VENT: PVcP
8397 | Right Heart Ejection Fraction | - |  | Double | VitalSigns | IntelliVue MX800 | REF
8398 | White Blood Count (Leucocyte Count) | - |  | Double | VitalSigns | IntelliVue MX800 | WBC
8399 | Red Blood Count (Erithrocyte Count) | - |  | Double | VitalSigns | IntelliVue MX800 | RBC
8400 | Mean Corpuscular Volume | - |  | Double | VitalSigns | IntelliVue MX800 | MCV
8401 | Corpuscular Mean Hemoglobin Content | - |  | Double | VitalSigns | IntelliVue MX800 | MCH
8402 | Ferrum | - |  | Double | VitalSigns | IntelliVue MX800 | Fe
8403 | Fetal Hemoglobin | - |  | Double | VitalSigns | IntelliVue MX800 | HbF
8404 | MetHemoglobin | - |  | Double | VitalSigns | IntelliVue MX800 | Met-Hb
8405 | Airway Volume Wave | - |  | Double | Waveforms | IntelliVue MX800 | Waves: AWV
8406 | Expiratory Peak Flow | - |  | Double | VitalSigns | IntelliVue MX800 | PEF
8407 | Expiratory Peak Flow | - |  | Double | VitalSigns | IntelliVue MX800 | eeFlow
8408 | The V stands for Volume | - |  | Double | VitalSigns | IntelliVue MX800 | Available only in revF or earlier
8409 | The R stands for Rate | - |  | Double | VitalSigns | IntelliVue MX800 | Available only in revF or earlier
8410 | Adjusted PaCO2 (at Patient Temperature) | - |  | Double | VitalSigns | IntelliVue MX800 | &PaCO2
8411 | Incubator Heating Power | - | Power Required to set Air&Pat Temp in the Incubator | Double | OtherMeasuredData | IntelliVue MX800 | INCUBATOR: Power
8412 | Actual Patient Age | - | Actual patient age, provided by a module, measured in years. Please note that this Patient Age will be available only when the corresponding module is connected to the Monitor. Variable 169 contains the patient age as provided by the Monitor itself (calculated from the birth date entered on the Monitor device.) | Double | PatientInfo | IntelliVue MX800 | Age
8413 | The P stands for Pressure | - |  | Double | VitalSigns | IntelliVue MX800 | Available only in revF or earlier
8414 | PCV Apnea Control Pressure Setting | - |  | Double | Settings | IntelliVue MX800 | VENT: sAPVcP
8415 | Fresh Gas Air Flow Setting | - | Mixer parameter. | Double | Settings | IntelliVue MX800 | sfgAir
8416 | PEEP/CPAP Lower Alarm Limit | - |  | Double | Settings | IntelliVue MX800 | AlarmLimit: loPEEP
8417 | Tidal Volume Upper Alarm Limit | - |  | Double | Settings | IntelliVue MX800 | AlarmLimit: highTV
8418 | T-Tre Temperature difference between Temp and Trect | - |  | Double | VitalSigns | IntelliVue MX800 | Available only in revF or earlier
8419 | T-Tbl Temperature difference between Temp and Tblood | - |  | Double | VitalSigns | IntelliVue MX800 | Available only in revF or earlier
8420 | T-Tco Temperature difference between Temp and Tcore | - |  | Double | VitalSigns | IntelliVue MX800 | Available only in revF or earlier
8421 | T-Tsk Temperature difference between Temp and Tskin | - |  | Double | VitalSigns | IntelliVue MX800 | Available only in revF or earlier
8422 | T-Tes Temperature difference between Temp and Tesoph | - |  | Double | VitalSigns | IntelliVue MX800 | Available only in revF or earlier
8423 | T-Tna Temperature difference between Temp and Tnaso | - |  | Double | VitalSigns | IntelliVue MX800 | Available only in revF or earlier
8424 | T-Tar Temperature difference between Temp and Tart | - |  | Double | VitalSigns | IntelliVue MX800 | Available only in revF or earlier
8425 | T-Tve Temperature difference between Temp and Tven | - |  | Double | VitalSigns | IntelliVue MX800 | Available only in revF or earlier
8426 | T-Taw Temperature difference between Temp and Tairwy | - |  | Double | VitalSigns | IntelliVue MX800 | Available only in revF or earlier
8427 | Tre-T Temperature difference between Trect and Temp | - |  | Double | VitalSigns | IntelliVue MX800 | Available only in revF or earlier
8428 | Tre-bl Temperature difference between Trect and Tblood | - |  | Double | VitalSigns | IntelliVue MX800 | Available only in revF or earlier
8429 | Tre-sk Temperature difference between Trect and Tskin | - |  | Double | VitalSigns | IntelliVue MX800 | Available only in revF or earlier
8430 | Tre-aw Temperature difference between Trect and Tairwy | - |  | Double | VitalSigns | IntelliVue MX800 | Available only in revF or earlier
8431 | Temperature difference between Tblood and Temp | - |  | Double | VitalSigns | IntelliVue MX800 | Available only in revF or earlier
8433 | Tbl-aw Temperature difference between Tblood and Tairwy | - |  | Double | VitalSigns | IntelliVue MX800 | Available only in revF or earlier
8434 | Tco-T Temperature difference between Tcore and Temp | - |  | Double | VitalSigns | IntelliVue MX800 | Available only in revF or earlier
8435 | Tco-re Temperature difference between Tcore and Trect | - |  | Double | VitalSigns | IntelliVue MX800 | Available only in revF or earlier
8436 | Tco-bl Temperature difference between Tcore and Tblood | - |  | Double | VitalSigns | IntelliVue MX800 | Available only in revF or earlier
8437 | Tco-sk Temperature difference between Tcore and Tskin | - |  | Double | VitalSigns | IntelliVue MX800 | Available only in revF or earlier
8438 | Tco-es Temperature difference between Tcore and Tesoph | - |  | Double | VitalSigns | IntelliVue MX800 | Available only in revF or earlier
8439 | Tco-na Temperature difference between Tcore and Tnaso | - |  | Double | VitalSigns | IntelliVue MX800 | Available only in revF or earlier
8440 | Tco-aw Temperature difference between Tcore and Tairwy | - |  | Double | VitalSigns | IntelliVue MX800 | Available only in revF or earlier
8441 | Tsk-T Temperature difference between Tskin and Temp | - |  | Double | VitalSigns | IntelliVue MX800 | Available only in revF or earlier
8442 | Tsk-bl Temperature difference between Tskin and Tblood | - |  | Double | VitalSigns | IntelliVue MX800 | Available only in revF or earlier
8443 | Tsk-aw Temperature difference between Tskin and Tairwy | - |  | Double | VitalSigns | IntelliVue MX800 | Available only in revF or earlier
8444 | Tes-T Temperature difference between Tesoph and Temp | - |  | Double | VitalSigns | IntelliVue MX800 | Available only in revF or earlier
8445 | Tes-re Temperature difference between Tesoph and Trect | - |  | Double | VitalSigns | IntelliVue MX800 | Available only in revF or earlier
8446 | Tes-bl Temperature difference between Tesoph and Tblood | - |  | Double | VitalSigns | IntelliVue MX800 | Available only in revF or earlier
8447 | Tes-sk Temperature difference between Tesoph and Tskin | - |  | Double | VitalSigns | IntelliVue MX800 | Available only in revF or earlier
8448 | Tes-na Temperature difference between Tesoph and Tnaso | - |  | Double | VitalSigns | IntelliVue MX800 | Available only in revF or earlier
8449 | Tes-aw Temperature difference between Tesoph and Tairwy | - |  | Double | VitalSigns | IntelliVue MX800 | Available only in revF or earlier
8450 | Tna-T Temperature difference between Tnaso and Temp | - |  | Double | VitalSigns | IntelliVue MX800 | Available only in revF or earlier
8451 | Tna-re Temperature difference between Tnaso and Trect | - |  | Double | VitalSigns | IntelliVue MX800 | Available only in revF or earlier
8452 | Tna-bl Temperature difference between Tnaso and Tblood | - |  | Double | VitalSigns | IntelliVue MX800 | Available only in revF or earlier
8453 | Tna-sk Temperature difference between Tnaso and Tskin | - |  | Double | VitalSigns | IntelliVue MX800 | Available only in revF or earlier
8454 | Tna-aw Temperature difference between Tnaso and Tairwy | - |  | Double | VitalSigns | IntelliVue MX800 | Available only in revF or earlier
8455 | Tar-T Temperature difference between Tart and Temp | - |  | Double | VitalSigns | IntelliVue MX800 | Available only in revF or earlier
8456 | Tar-re Temperature difference between Tart and Trect | - |  | Double | VitalSigns | IntelliVue MX800 | Available only in revF or earlier
8457 | Tar-bl Temperature difference between Tart and Tblood | - |  | Double | VitalSigns | IntelliVue MX800 | Available only in revF or earlier
8458 | Tar-co Temperature difference between Tart and Tcore | - |  | Double | VitalSigns | IntelliVue MX800 | Available only in revF or earlier
8459 | Tar-sk Temperature difference between Tart and Tskin | - |  | Double | VitalSigns | IntelliVue MX800 | Available only in revF or earlier
8460 | Tar-es Temperature difference between Tart and Tesoph | - |  | Double | VitalSigns | IntelliVue MX800 | Available only in revF or earlier
8461 | Tar-na Temperature difference between Tart and Tnaso | - |  | Double | VitalSigns | IntelliVue MX800 | Available only in revF or earlier
8462 | Tar-aw Temperature difference between Tart and Tairwy | - |  | Double | VitalSigns | IntelliVue MX800 | Available only in revF or earlier
8463 | Tve-T Temperature difference between Tven and Temp | - |  | Double | VitalSigns | IntelliVue MX800 | Available only in revF or earlier
8464 | Tve-re Temperature difference between Tven and Trect | - |  | Double | VitalSigns | IntelliVue MX800 | Available only in revF or earlier
8465 | Tve-bl Temperature difference between Tven and Tblood | - |  | Double | VitalSigns | IntelliVue MX800 | Available only in revF or earlier
8466 | Tve-co Temperature difference between Tven and Tcore | - |  | Double | VitalSigns | IntelliVue MX800 | Available only in revF or earlier
8467 | Tve-sk Temperature difference between Tven and Tskin | - |  | Double | VitalSigns | IntelliVue MX800 | Available only in revF or earlier
8468 | Tve-es Temperature difference between Tven and Tesoph | - |  | Double | VitalSigns | IntelliVue MX800 | Available only in revF or earlier
8469 | Tve-na Temperature difference between Tven and Tnaso | - |  | Double | VitalSigns | IntelliVue MX800 | Available only in revF or earlier
8470 | MAC Concentration (Awake) | - |  | Double | VitalSigns | IntelliVue MX800 | MAC
8471 | Tve-ar Temperature difference between Tven and Tart | - |  | Double | VitalSigns | IntelliVue MX800 | Available only in revF or earlier
8472 | Tve-aw Temperature difference between Tven and Tairwy | - |  | Double | VitalSigns | IntelliVue MX800 | Available only in revF or earlier
8473 | Taw-T Temperature difference between Tairwy and Temp | - |  | Double | VitalSigns | IntelliVue MX800 | Available only in revF or earlier
8474 | Taw-re Temperature difference between Tairwy and Trect | - |  | Double | VitalSigns | IntelliVue MX800 | Available only in revF or earlier
8475 | Taw-bl Temperature difference between Tairwy and Tblood | - |  | Double | VitalSigns | IntelliVue MX800 | Available only in revF or earlier
8476 | Taw-co Temperature difference between Tairwy and Tcore | - |  | Double | VitalSigns | IntelliVue MX800 | Available only in revF or earlier
8477 | Taw-sk Temperature difference between Tairwy and Tskin | - |  | Double | VitalSigns | IntelliVue MX800 | Available only in revF or earlier
8478 | Taw-es Temperature difference between Tairwy and Tesoph | - |  | Double | VitalSigns | IntelliVue MX800 | Available only in revF or earlier
8479 | Taw-na Temperature difference between Tairwy and Tnaso | - |  | Double | VitalSigns | IntelliVue MX800 | Available only in revF or earlier
8480 | Taw-ar Temperature difference between Tairwy and Tart | - |  | Double | VitalSigns | IntelliVue MX800 | Available only in revF or earlier
8481 | Taw-ve Temperature difference between Tairwy and Tven | - |  | Double | VitalSigns | IntelliVue MX800 | Available only in revF or earlier
8483 | Generic Agent 1 Wave | - |  | Double | Waveforms | IntelliVue MX800 | Waves: AGT1
8484 | End Tidal Generic Agent 1 | - |  | Double | VitalSigns | IntelliVue MX800 | AGT1
8485 | Inspired Generic Agent 1 | - |  | Double | VitalSigns | IntelliVue MX800 | AGT1
8486 | Generic Agent 2 Wave | - |  | Double | Waveforms | IntelliVue MX800 | Waves: AGT2
8487 | End Tidal Generic Agent 2 | - |  | Double | VitalSigns | IntelliVue MX800 | AGT2
8488 | Inspired Generic Agent 2 | - |  | Double | VitalSigns | IntelliVue MX800 | AGT2
8489 | Adjusted Arterial Blood pH Value | - |  | Double | VitalSigns | IntelliVue MX800 | &pHa
8490 | Adjusted Venous Blood pH Value | - |  | Double | VitalSigns | IntelliVue MX800 | &pHv
8491 | Adjusted PvCO2 (at Patient Temperature) | - |  | Double | VitalSigns | IntelliVue MX800 | &PvCO2
8492 | Adjusted PvO2 (at Patient Temperature) | - |  | Double | VitalSigns | IntelliVue MX800 | &PvO2
8493 | Generic Calculation Constant | - | This variable contains parameter from Philips label "NLS_NOM_NUM_CATHETER_CONST" and observed value "NOM_NUM_CATHETER_CONST". See also variable 8395. | Double | VitalSigns | IntelliVue MX800 | CathCt
8501 | ECG Lead V Wave | - |  | Double | Waveforms | IntelliVue MX800 | Waves: V
8502 | ECG Lead MCL Wave | - |  | Double | Waveforms | IntelliVue MX800 | Waves: MCL
8503 | ECG Lead MCL1 Wave | - |  | Double | Waveforms | IntelliVue MX800 | Waves: MCL1
8510 | MAC Concentration | - |  | Double | VitalSigns | IntelliVue MX800 | MAC
8511 | Pleth Wave (Telemetry) | - |  | Double | Waveforms | IntelliVue MX800 | Waves: PlethT
8513 | NIBP Systolic (Telemetry) | - |  | Double | VitalSigns | IntelliVue MX800 | NBP_T SYS
8514 | NIBP Diastolic (Telemetry) | - |  | Double | VitalSigns | IntelliVue MX800 | NBP_T DIA
8515 | NIBP Mean (Telemetry) | - |  | Double | VitalSigns | IntelliVue MX800 | NBP_T MEAN
8517 | Generic Pressure 1 (P1) Systolic | - |  | Double | VitalSigns | IntelliVue MX800 | Available only in revF or earlier
8518 | Generic Pressure 1 (P1) Diastolic | - |  | Double | VitalSigns | IntelliVue MX800 | Available only in revF or earlier
8519 | Generic Pressure 1 (P1) Mean | - |  | Double | VitalSigns | IntelliVue MX800 | Available only in revF or earlier
8521 | Generic Pressure 2 (P2) Systolic | - |  | Double | VitalSigns | IntelliVue MX800 | Available only in revF or earlier
8522 | Generic Pressure 2 (P2) Diastolic | - |  | Double | VitalSigns | IntelliVue MX800 | Available only in revF or earlier
8523 | Generic Pressure 2 (P2) Mean | - |  | Double | VitalSigns | IntelliVue MX800 | Available only in revF or earlier
8525 | Generic Pressure 3 (P3) Systolic | - |  | Double | VitalSigns | IntelliVue MX800 | Available only in revF or earlier
8526 | Generic Pressure 3 (P3) Diastolic | - |  | Double | VitalSigns | IntelliVue MX800 | Available only in revF or earlier
8527 | Generic Pressure 3 (P3) Mean | - |  | Double | VitalSigns | IntelliVue MX800 | Available only in revF or earlier
8529 | Generic Pressure 4 (P4) Systolic | - |  | Double | VitalSigns | IntelliVue MX800 | Available only in revF or earlier
8530 | Generic Pressure 4 (P4) Diastolic | - |  | Double | VitalSigns | IntelliVue MX800 | Available only in revF or earlier
8531 | Generic Pressure 4 (P4) Mean | - |  | Double | VitalSigns | IntelliVue MX800 | Available only in revF or earlier
8535 | Incubator Humidity | - |  | Double | OtherMeasuredData | IntelliVue MX800 | INCUBATOR: Hum
8536 | Predictive Oral Temperature | - |  | Double | VitalSigns | IntelliVue MX800 | pToral
8537 | Predictive Rectal Temperature | - |  | Double | VitalSigns | IntelliVue MX800 | pTrect
8538 | Predictive Axillary Temperature | - |  | Double | VitalSigns | IntelliVue MX800 | pTaxil
8539 | Perfusion (Telemetry) | - |  | Double | VitalSigns | IntelliVue MX800 | Perf T
8541 | Right to Left Heart Shunt | - |  | Double | VitalSigns | IntelliVue MX800 | RLShnt
8542 | Adjusted PcO2 (at Patient Temperature) | - |  | Double | VitalSigns | IntelliVue MX800 | &PCO2
8543 | Adjusted Arterial PaO2 (at Patient Temperature) | - |  | Double | VitalSigns | IntelliVue MX800 | &PaO2
8544 | Pulse Rate from Plethysmogram (Right) | - |  | Double | VitalSigns | IntelliVue MX800 | Pulse
8549 | Patient O2 Consumption per Body Surface | - |  | Double | VitalSigns | IntelliVue MX800 | VO2m²
8550 | Patient O2 Consumption per Body Weight | - |  | Double | VitalSigns | IntelliVue MX800 | VO2kg
8560 | Ideal Patient Weight | - |  | Double | PatientInfo | IntelliVue MX800 | IBW
8562 | End Flow Setting | - |  | Double | Settings | IntelliVue MX800 | sEndFl
8564 | PSV Backup Delay Setting | - |  | Double | Settings | IntelliVue MX800 | sPSVbd
8640 | Technical Alarm Internal Source ID | unitless | Consult detailed help for more information on this variable | Double (Multiset) | Alarms | Common | Alarms
8641 | Technical Alarm Source Type | unitless |  | Double (Multiset) | Alarms | Common | Alarms
8642 | Device Technical Alarm | unitless | Consult detailed help for more information on this variable | Double (Multiset) | Alarms | Common | Alarms
8643 | Patient Alarm Internal Source ID | unitless | Consult detailed help for more information on this variable | Double (Multiset) | Alarms | Common | Alarms
8644 | Patient Alarm Source Type | unitless |  | Double (Multiset) | Alarms | Common | Alarms
8645 | Patient Alarm | unitless | Consult detailed help for more information on this variable | Double (Multiset) | Alarms | Common | Alarms
8656 | Accoustic Respiration Rate Wave | - |  | Double | Waveforms | IntelliVue MX800 | Waves: acRESP
8703 | Blood Temperature Wave | - |  | Double | Waveforms | IntelliVue MX800 | Waves: Tblood
8714 | Non-specific Pressure 1 Wave | - |  | Double | Waveforms | IntelliVue MX800 | Waves: P1
8715 | Generic Invasive Blood Pressure P1 | - | Available on IntelliVue devices. | Double | VitalSigns | IntelliVue MX800 | IBP: P1
8716 | Generic Invasive Blood Pressure P1 Systolic | - |  | Double | VitalSigns | IntelliVue MX800 | IBP: P1
8717 | Generic Invasive Blood Pressure P1 Diastolic | - |  | Double | VitalSigns | IntelliVue MX800 | IBP: P1
8718 | Generic Invasive Blood Pressure P1 Mean | - |  | Double | VitalSigns | IntelliVue MX800 | IBP: P1
8719 | Non-specific Pressure 2 Wave | - |  | Double | Waveforms | IntelliVue MX800 | Waves: P2
8720 | Generic Invasive Blood Pressure P2 | - | Available on IntelliVue devices. | Double | VitalSigns | IntelliVue MX800 | IBP: P2
8721 | Generic Invasive Blood Pressure P2 Systolic | - |  | Double | VitalSigns | IntelliVue MX800 | IBP: P2
8722 | Generic Invasive Blood Pressure P2 Diastolic | - |  | Double | VitalSigns | IntelliVue MX800 | IBP: P2
8723 | Generic Invasive Blood Pressure P2 Mean | - |  | Double | VitalSigns | IntelliVue MX800 | IBP: P2
8724 | Non-specific Pressure 3 Wave | - |  | Double | Waveforms | IntelliVue MX800 | Waves: P3
8725 | Generic Invasive Blood Pressure P3 | - | Available on IntelliVue devices. | Double | VitalSigns | IntelliVue MX800 | IBP: P3
8726 | Generic Invasive Blood Pressure P3 Systolic | - |  | Double | VitalSigns | IntelliVue MX800 | IBP: P3
8727 | Generic Invasive Blood Pressure P3 Diastolic | - |  | Double | VitalSigns | IntelliVue MX800 | IBP: P3
8728 | Generic Invasive Blood Pressure P3 Mean | - |  | Double | VitalSigns | IntelliVue MX800 | IBP: P3
8729 | Non-specific Pressure 4 Wave | - |  | Double | Waveforms | IntelliVue MX800 | Waves: P4
8730 | Generic Invasive Blood Pressure P4 | - | Available on IntelliVue devices. | Double | VitalSigns | IntelliVue MX800 | IBP: P4
8731 | Generic Invasive Blood Pressure P4 Systolic | - |  | Double | VitalSigns | IntelliVue MX800 | IBP: P4
8732 | Generic Invasive Blood Pressure P4 Diastolic | - |  | Double | VitalSigns | IntelliVue MX800 | IBP: P4
8733 | Generic Invasive Blood Pressure P4 Mean | - |  | Double | VitalSigns | IntelliVue MX800 | IBP: P4
8734 | Non-specific Pressure 5 Wave | - |  | Double | Waveforms | IntelliVue MX800 | Waves: P_5
8735 | Generic Invasive Blood Pressure P5 | - | Available on IntelliVue devices. | Double | VitalSigns | IntelliVue MX800 | IBP: P5
8736 | Generic Invasive Blood Pressure P5 Systolic | - |  | Double | VitalSigns | IntelliVue MX800 | IBP: P5
8737 | Generic Invasive Blood Pressure P5 Diastolic | - |  | Double | VitalSigns | IntelliVue MX800 | IBP: P5
8738 | Generic Invasive Blood Pressure P5 Mean | - |  | Double | VitalSigns | IntelliVue MX800 | IBP: P5
8739 | Non-specific Pressure 6 Wave | - |  | Double | Waveforms | IntelliVue MX800 | Waves: P_6
8740 | Generic Invasive Blood Pressure P6 | - | Available on IntelliVue devices. | Double | VitalSigns | IntelliVue MX800 | IBP: P6
8741 | Generic Invasive Blood Pressure P6 Systolic | - |  | Double | VitalSigns | IntelliVue MX800 | IBP: P6
8742 | Generic Invasive Blood Pressure P6 Diastolic | - |  | Double | VitalSigns | IntelliVue MX800 | IBP: P6
8743 | Generic Invasive Blood Pressure P6 Mean | - |  | Double | VitalSigns | IntelliVue MX800 | IBP: P6
8744 | Non-specific Pressure 7 Wave | - |  | Double | Waveforms | IntelliVue MX800 | Waves: P_7
8745 | Generic Invasive Blood Pressure P7 | - | Available on IntelliVue devices. | Double | VitalSigns | IntelliVue MX800 | IBP: P7
8746 | Generic Invasive Blood Pressure P7 Systolic | - |  | Double | VitalSigns | IntelliVue MX800 | IBP: P7
8747 | Generic Invasive Blood Pressure P7 Diastolic | - |  | Double | VitalSigns | IntelliVue MX800 | IBP: P7
8748 | Generic Invasive Blood Pressure P7 Mean | - |  | Double | VitalSigns | IntelliVue MX800 | IBP: P7
8749 | Non-specific Pressure 8 Wave | - |  | Double | Waveforms | IntelliVue MX800 | Waves: P_8
8750 | Generic Invasive Blood Pressure P8 | - | Available on IntelliVue devices. | Double | VitalSigns | IntelliVue MX800 | IBP: P8
8751 | Generic Invasive Blood Pressure P8 Systolic | - |  | Double | VitalSigns | IntelliVue MX800 | IBP: P8
8752 | Generic Invasive Blood Pressure P8 Diastolic | - |  | Double | VitalSigns | IntelliVue MX800 | IBP: P8
8753 | Generic Invasive Blood Pressure P8 Mean | - |  | Double | VitalSigns | IntelliVue MX800 | IBP: P8
8754 | Intra-Uterine Pressure (IUP) Wave | - |  | Double | Waveforms | IntelliVue MX800 | Waves: IUP
8755 | Intra-Uterine Pressure | - |  | Double | VitalSigns | IntelliVue MX800 | IBP: IUP
8756 | Intra-Uterine Pressure Systolic | - |  | Double | VitalSigns | IntelliVue MX800 | Available only in revF or earlier
8757 | Intra-Uterine Pressure Diastolic | - |  | Double | VitalSigns | IntelliVue MX800 | Available only in revF or earlier
8758 | Intra-Uterine Pressure Mean | - |  | Double | VitalSigns | IntelliVue MX800 | Available only in revF or earlier
8760 | Unspecified Blood Pressure | - |  | Double | VitalSigns | IntelliVue MX800 | IBP: P
8761 | Unspecified Blood Pressure Systolic | - |  | Double | VitalSigns | IntelliVue MX800 | Available only in revF or earlier
8762 | Unspecified Blood Pressure Diastolic | - |  | Double | VitalSigns | IntelliVue MX800 | Available only in revF or earlier
8763 | Unspecified Blood Pressure Mean | - |  | Double | VitalSigns | IntelliVue MX800 | Available only in revF or earlier
8788 | Airway Flow Wave | - |  | Double | Waveforms | IntelliVue MX800 | Waves: AWF
8789 | Auxiliary Wave/Parameter | - |  | Double | VitalSigns | IntelliVue MX800 | Available only in revF or earlier
8790 | Global Ejection Fraction (2) | - | This is the device's measurement with label="NLS_NOM_EMFC_GEF" and physio_id="NOM_METRIC_NOS". See also 7810. | Double | VitalSigns | IntelliVue MX800 | Available only in revF or earlier
8791 | Pulmonary Vascular Permeability Index (2) | - | This is the device's measurement with label="NLS_NOM_EMFC_PVPI" and physio_id="NOM_METRIC_NOS". See also variable 6493. | Double | VitalSigns | IntelliVue MX800 | Available only in revF or earlier
8793 | Pressure Drop | - |  | Double | OtherMeasuredData | IntelliVue MX800 | DP
8803 | Replacement Pre-delivered Rate Setting | - |  | Double | Settings | IntelliVue MX800 | sRPrFl
8804 | Replacement Post-delivered Rate Setting | - |  | Double | Settings | IntelliVue MX800 | sRPoFl
8805 | Pre-blood Flow Rate Setting | - |  | Double | Settings | IntelliVue MX800 | sPBPFl
8806 | Patient Weight Balance Setting | - |  | Double | Settings | IntelliVue MX800 | sWTbal
8808 | Anticoagulant Bolus Interval Setting | - |  | Double | Settings | IntelliVue MX800 | sBolIn
8809 | Anticoagulant Infusion Rate Setting | - |  | Double | Settings | IntelliVue MX800 | sHepRt
8810 | Ultrafiltration Ratio Setting | - |  | Double | Settings | IntelliVue MX800 | sUFR
8811 | Therapy Elapsed Time | - |  | Double | OtherMeasuredData | IntelliVue MX800 | RunTi
8812 | Airway Volume | - |  | Double | VitalSigns | IntelliVue MX800 | Available only in revF or earlier
8813 | Processed Cumulated Blood Volume | - |  | Double | VitalSigns | IntelliVue MX800 | BVolPr
8814 | Replacement Pre-delivered Cumulated Volume | - |  | Double | VitalSigns | IntelliVue MX800 | RpreC
8815 | Replacement Post-delivered Cumulated Volume | - | This variable is associated with ChannelID identifier. | Double | VitalSigns | IntelliVue MX800 | Vdpo/h / RpostC
8816 | Pre-blood Cumulated Volume | - | This variable is associated with ChannelID identifier. | Double | VitalSigns | IntelliVue MX800 | VPBP/h / PreBC
8835 | Syringe Speed | - |  | Double | OtherMeasuredData | IntelliVue MX800 | Vsyr/h
8851 | Maximum Volume Gain Setting | - |  | Double | Settings | IntelliVue MX800 | sMaxG
8853 | Patient Fluid Balance | - |  | Double | VitalSigns | IntelliVue MX800 | Wtcum
8857 | Arterial Blood Pressure (ABP) Wave | - |  | Double | Waveforms | IntelliVue MX800 | Waves: ABP
8858 | Arterial Blood Pressure (ART) Wave | - |  | Double | Waveforms | IntelliVue MX800 | Waves: ART
8859 | Pulmonary Arterial Pressure (PAP) Wave | - |  | Double | Waveforms | IntelliVue MX800 | Waves: PAP
8860 | Central Venous Pressure (CVP) Wave | - |  | Double | Waveforms | IntelliVue MX800 | Waves: CVP
8861 | Right Atrial Pressure (RAP) Wave | - |  | Double | Waveforms | IntelliVue MX800 | Waves: RAP
8862 | Left Atrial Pressure (LAP) Wave | - |  | Double | Waveforms | IntelliVue MX800 | Waves: LAP
8863 | Intra-cranial Pressure (ICP) Wave | - |  | Double | Waveforms | IntelliVue MX800 | Waves: ICP
8864 | Umbilical Arterial Pressure (UAP) Wave | - |  | Double | Waveforms | IntelliVue MX800 | Waves: UAP
8865 | Umbilical Venous Pressure (UVP) Wave | - |  | Double | Waveforms | IntelliVue MX800 | Waves: UVP
8866 | Airway CO2 Level Waveform | - |  | Double | Waveforms | IntelliVue MX800 | Waves: CO2
8867 | Airway O2 Wave | - |  | Double | Waveforms | IntelliVue MX800 | Waves: O2
8868 | Airway N2 Wave | - |  | Double | Waveforms | IntelliVue MX800 | Waves: N2
8869 | Generic Agent Wave (2nd) | - |  | Double | Waveforms | IntelliVue MX800 | Waves: AGTs
8870 | Impedance Respiration Wave | - |  | Double | Waveforms | IntelliVue MX800 | Waves: Resp
8871 | Brachial Arterial Pressure (BAP) Wave | - |  | Double | Waveforms | IntelliVue MX800 | Waves: BAP
8872 | Intracranial Pressure 1 (IC1) Wave | - |  | Double | Waveforms | IntelliVue MX800 | Waves: IC1
8873 | Intracranial Pressure 2 (IC2) Wave | - |  | Double | Waveforms | IntelliVue MX800 | Waves: IC2
8874 | Femoral Arterial Pressure (FAP) Wave | - |  | Double | Waveforms | IntelliVue MX800 | Waves: FAP
8875 | Vector ECG Wave | - |  | Double | Waveforms | IntelliVue MX800 | Waves: vECG
8889 | Transcutaneous Heater Power | - |  | Double | OtherMeasuredData | IntelliVue MX800 | HeatPa
8939 | BIS Standard Deviation | - | This variable is associated with ChannelID identifier. | Double | VitalSigns | IntelliVue MX800 | sdBISl/sdBISr
8940 | EMG Standard Deviation (BIS) | - | This variable is associated with ChannelID identifier. | Double | VitalSigns | IntelliVue MX800 | sdEMGl/sdEMGr
8941 | Asymmetric Index | - | This variable is associated with ChannelID identifier. | Double | VitalSigns | IntelliVue MX800 | ASYM/ASYM L/ASYM R
9037 | O2 Consumption Index Estimate | - |  | Double | VitalSigns | IntelliVue MX800 | iVO2Ie
9110 | Aortic Blood Pressure (Ao) | - | Available on IntelliVue devices with firmware revision G or later. Arterial Blood Pressure in the Aorta (NOM_PRESS_BLD_AORT). | Double | VitalSigns | Common | IBP: Ao
9111 | Umbilical Arterial Pressure (UAP) | - | Available on IntelliVue devices with firmware revision G or later. | Double | VitalSigns | Common | IBP: UAP
9112 | Umbilical Venous Pressure (UVP) | - | Available on IntelliVue devices with firmware revision G or later. | Double | VitalSigns | Common | IBP: UVP
9154 | Humidifier Activation Status | - |  | Double | DeviceInfo | IntelliVue MX800 | sHmCtl
9155 | Nebulizer Time Setting | - |  | Double | Settings | IntelliVue MX800 | sNebTi
9165 | Edi Diaphragm Electrical Activity Waveform | - |  | Double | Waveforms | IntelliVue MX800 | Waves: EDI
9166 | Peak Diaphragm Electrical Activity (Edi) | - |  | Double | VitalSigns | IntelliVue MX800 | Edimax
9167 | Minimum Diaphragm Electrical Activity (Edi) | - |  | Double | VitalSigns | IntelliVue MX800 | Edimin
9168 | % Edi Trigger In NAVA | - |  | Double | VitalSigns | IntelliVue MX800 | %EdiTr
9169 | % Edi Cycle Off In NAVA | - |  | Double | VitalSigns | IntelliVue MX800 | %EdiCy
9170 | NAVA Level Setting | - |  | Double | Settings | IntelliVue MX800 | sNAVA
9171 | Edi Trigger Setting | - |  | Double | Settings | IntelliVue MX800 | sEdiTr
9196 | Patient Body Mass Index (BMI) | - |  | Double | PatientInfo | IntelliVue MX800 | BMI
9270 | Maximum Positive Auxiliary Pressure | - |  | Double | VitalSigns | IntelliVue MX800 | Pxpeak
9271 | Mean Positive Auxiliary Pressure | - |  | Double | VitalSigns | IntelliVue MX800 | Pxmean
9272 | Minimum Positive Auxiliary Pressure | - |  | Double | VitalSigns | IntelliVue MX800 | Pxmin
9286 | Patient CO2 Production Indexed By Body Surface | - |  | Double | VitalSigns | IntelliVue MX800 | VCO2m²
9287 | Patient CO2 Production Indexed By Body Weight | - |  | Double | VitalSigns | IntelliVue MX800 | VCO2kg
9288 | Tidal Volume Indexed By Body Weight | - |  | Double | VitalSigns | IntelliVue MX800 | TV/kg
9314 | Functional Residual Capacity | - |  | Double | VitalSigns | IntelliVue MX800 | FRC
9315 | Corrected QT Interval (QTc) | - |  | Double | VitalSigns | IntelliVue MX800 | ECG: QTc
9317 | Airway N2 Concentration | - | Measurement from VueLink | Double | VitalSigns | IntelliVue MX800 | N2
9318 | Airway Agent Concentration | - | Measurement from VueLink. This variable is associated with a SourceID identifier. | Double | VitalSigns | IntelliVue MX800 | AGT
9321 | Respiration Rate (Spirometry) | - |  | Double | VitalSigns | IntelliVue MX800 | RRspir
9323 | QT Heart Rate (QT-HR) | - | QT heart rate | Double | VitalSigns | IntelliVue MX800 | ECG: QT-HR
9324 | Delta QTc | - |  | Double | VitalSigns | IntelliVue MX800 | ECG: DeltaQTc
9329 | Humidification Type Setting | - |  | Double | Settings | IntelliVue MX800 | sHumid
9336 | Normalized Rapid Shallow Breathing Index | - |  | Double | VitalSigns | IntelliVue MX800 | RSBInm
9337 | Percent of Spontaneous Inspiratory Time | - |  | Double | VitalSigns | IntelliVue MX800 | Tin/Tt
9408 | Energy Balance Calculated by Metabolics | - |  | Double | VitalSigns | IntelliVue MX800 | dE
9437 | Alveolar Volume | - |  | Double | VitalSigns | IntelliVue MX800 | Valv
9438 | Apparatus Dead Space | - |  | Double | VitalSigns | IntelliVue MX800 | appVd
9439 | Pleth (Pre-Ductal) | - | Pulse Rate from Plethysmogram (pre ductal) | Double | VitalSigns | IntelliVue MX800 | Pulse
9440 | Pleth (Post-Ductal) | - | Pulse Rate from Plethysmogram (post ductal) | Double | VitalSigns | IntelliVue MX800 | Pulse
9441 | Relative Perfusion (Pre-Ductal) | - |  | Double | VitalSigns | IntelliVue MX800 | PerfPr
9442 | Relative Perfusion (Post-Ductal) | - |  | Double | VitalSigns | IntelliVue MX800 | PerfPo
9444 | Cardioplegia Main Pump Time of Current Plegia Session | - |  | Double | VitalSigns | IntelliVue MX800 | CpOnTi
9445 | Cardioplegia Main Pump Time Since Stop of Plegia Session | - |  | Double | VitalSigns | IntelliVue MX800 | CpOffT
9446 | Cardioplegia Main Pump Total Plegia Time | - |  | Double | VitalSigns | IntelliVue MX800 | CpPlTi
9447 | Cardioplegia Slave Pump Time Since Start of Current Plegia Session | - |  | Double | VitalSigns | IntelliVue MX800 | CsOnTi
9448 | Cardioplegia Slave Pump Time Since Stop of Plegia Session | - |  | Double | VitalSigns | IntelliVue MX800 | CsOffT
9449 | Cardioplegia Slave Pump Total Plegia Time | - |  | Double | VitalSigns | IntelliVue MX800 | CsPlTi
9453 | PAV-based Lung Compliance | - |  | Double | VitalSigns | IntelliVue MX800 | Cpav
9454 | PAV-based Patient Resistance | - |  | Double | VitalSigns | IntelliVue MX800 | Rpav
9455 | PAV-based Total Resistance Estimate | - |  | Double | VitalSigns | IntelliVue MX800 | Rtot
9456 | PAV-based Lung Elastance | - |  | Double | VitalSigns | IntelliVue MX800 | Epav
9467 | Backup Inspiratory Pressure Setting | - |  | Double | Settings | IntelliVue MX800 | sPIbak
9476 | Percent of Leakage | - |  | Double | OtherMeasuredData | IntelliVue MX800 | %Leak
9485 | Maximum Inspiratory Time Setting | - |  | Double | Settings | IntelliVue MX800 | sTimax
9585 | Plateau Time | - |  | Double | VitalSigns | IntelliVue MX800 | PlatTi
9586 | QT Baseline | - |  | Double | VitalSigns | IntelliVue MX800 | ECG: QT Bsl
9587 | QT Heart Rate Baseline | - |  | Double | VitalSigns | IntelliVue MX800 | ECG: QTHRBl
9588 | High Density Lipoprotein | - |  | Double | VitalSigns | IntelliVue MX800 | HDL
9589 | Low Density Lipoprotein | - |  | Double | VitalSigns | IntelliVue MX800 | LDL
9590 | C-reactive Protein | - |  | Double | VitalSigns | IntelliVue MX800 | CRP
9591 | Urine Hemoglobin | - |  | Double | VitalSigns | IntelliVue MX800 | UrHb
9595 | Noninvasive Total Hemoglobin (SpHb) | - |  | Double | VitalSigns | IntelliVue MX800 | SpHb
9596 | Noninvasive Oxygen Content (SpOC) | - |  | Double | VitalSigns | IntelliVue MX800 | SpOC
9597 | Noninvasive Carboxyhemoglobin (SpCO) | - |  | Double | VitalSigns | IntelliVue MX800 | SpCO
9598 | Noninvasive Methemoglobin (SpMet) | - |  | Double | VitalSigns | IntelliVue MX800 | SpMet
9600 | Pleth Variability Index (PVI) | - |  | Double | VitalSigns | IntelliVue MX800 | PVI
9603 | Regional O2 Saturation (rSO2) | - |  | Double | VitalSigns | Common
9605 | rSO2 Area Under Curve (AUC) | - | This variable is associated with ChannelID identifier. | Double | VitalSigns | IntelliVue MX800 | AUC_1/AUC_2/AUC_3/AUC_4/AUC_5/AUC_6
9610 | Generic O2 Saturation (3) | - |  | Double | VitalSigns | IntelliVue MX800 | SO2 3
9611 | Generic O2 Saturation (4) | - |  | Double | VitalSigns | IntelliVue MX800 | SO2 4
9612 | Tissue O2 Saturation (StO2) | - |  | Double | VitalSigns | IntelliVue MX800 | StO2
9613 | Nitrogen Balance (NsLoss) | - |  | Double | VitalSigns | IntelliVue MX800 | NsLoss
52523 | Inspired O2 Concentration | % | See variable 52527 for partial pressure | Double | VitalSigns | IntelliVue MX800 | O2
52527 | Inspired O2 Partial Pressure | mmHg | This variable is calculated from variable 52523 and will output inspired O2 partial pressure. | Double | VitalSigns | IntelliVue MX800 | O2